## Status of Nuc globally
Country | Code | Reactor Name | Type | Model | Capacity [MW]_Thermal | Capacity_Gross | Capacity_Net | Operator | NSSS | Const. start | Grid connection | Comm. Operation | Suspended operation date | EAF % (2013 - 2023) | UCF % 2013 - 2023 | NEA | Staus | Grid connection_dateformat | Comm. Operation_dateformat | Suspended operation date_dateformat | Years
ARGENTINA | AR -1 | ATUCHA-1 | PHWR | PHWR KWU | 1179 | 362 | 340 | NASA | SIEMENS | 1968-5 | 1974-3 | 1974-6 |  | 74.4 | 75.4 | - | Operational | 1974-03-01 | 1974-06-01
ARGENTINA | AR -2 | EMBALSE | PHWR | CANDU 6 | 2064 | 656 | 608 | NASA | AECL | 1974-3 | 1983-4 | 1984-1 |  | 79.1 | 79.5 | - | Operational | 1983-04-01 | 1984-01-01
ARGENTINA | AR -3 | ATUCHA-2 | PHWR | PHWR KWU | 2160 | 745 | 693 | NASA | SIEMENS | 1981-7 | 2014-6 | 2016-5 |  | 45.8 | 45.9 | - | Operational | 2014-06-01 | 2016-05-01
ARGENTINA | AR -4 | CAREM25 | PWR | CAREM Prototyp | 100 | 29 | 25 | CNEA | CNEA | 2015-8 | [6 empty] | Under construction
ARMENIA | AM -19 | ARMENIAN-2 | PWR | VVER V-270 | 1375 | 448 | 416 | ANPPCJSC | FAEA | 1975-7 | 1980-1 | 1980-5 |  | 65.2 | 67.4 | - | Operational | 1980-01-01 | 1980-05-01
ARMENIA | AM -18 | ARMENIAN-1 | PWR |  | 1375 | 408 | 376 | ANPPCJSC | FAEA | 1969-7 | 1976-12 | 1977-10 | 1989-2 |  |  |  | Decomissioned | 1976-12-01 | 1977-10-01 | 1989-02-01 | 12.1781
BANGLADESH | BD -1 | ROOPPUR-1 | PWR | VVER V-523 | 3200 | 1200 | 1080 | NPCBL | AEM | 2017-11 | [6 empty] | Under construction
BANGLADESH | BD -2 | ROOPPUR-2 | PWR | VVER V-523 | 3200 | 1200 | 1080 | NPCBL | AEM | 2018-7 | [6 empty] | Under construction
BELARUS | BY -1 | BELARUSIAN-1 | PWR | VVER V-491 | 3200 | 1194 | 1110 | BelNPP | JSC ASE | 2013-11 | 2020-11 | 2021-6 |  | 61.4 | 61.9 | - | Operational | 2020-11-01 | 2021-06-01
BELARUS | BY -2 | BELARUSIAN-2 | PWR | VVER V-491 | 3200 | 1194 | 1110 | BelNPP | JSC ASE | 2014-4 | 2023-5 | 2023-11 |  | 84.6 | 84.6 | - | Operational | 2023-05-01 | 2023-11-01
BELGIUM | BE -2 | DOEL-1 | PWR | WH 2LP | 1311 | 454 | 445 | EBL+EDF | ACECOWEN | 1969-7 | 1974-8 | 1975-2 |  | 83.9 | 84.7 | - | Operational | 1974-08-01 | 1975-02-01
BELGIUM | BE -3 | TIHANGE-1 | PWR | Framatome 3 lo | 2873 | 1009 | 962 | EBL | ACLF | 1970-6 | 1975-3 | 1975-10 |  | 80.1 | 82.1 | - | Operational | 1975-03-01 | 1975-10-01
BELGIUM | BE -4 | DOEL-2 | PWR | WH 2LP | 1311 | 454 | 445 | EBL+EDF | ACECOWEN | 1971-9 | 1975-8 | 1975-12 |  | 81.6 | 82.3 | - | Operational | 1975-08-01 | 1975-12-01
BELGIUM | BE -7 | DOEL-4 | PWR | WH 3LP | 2988 | 1090 | 1026 | EBL+EDF | ACECOWEN | 1978-12 | 1985-4 | 1985-7 |  | 83.9 | 84.6 | - | Operational | 1985-04-01 | 1985-07-01
BELGIUM | BE -8 | TIHANGE-3 | PWR | WH 3LP | 3000 | 1089 | 1030 | EBL | ACECOWEN | 1978-11 | 1985-6 | 1985-9 |  | 86.1 | 87.4 | - | Operational | 1985-06-01 | 1985-09-01
BELGIUM | BE -1 | BR-3 | PWR |  | 41 | 12 | 10 | CEN/SCK | WH | 1957-11 | 1962-10 | 1962-10 | 1987-6 |  |  |  | Decomissioned | 1962-10-01 | 1962-10-01 | 1987-06-01 | 24.6822
BELGIUM | BE -5 | DOEL-3 | PWR |  | 3054 | 1056 | 1006 | EBL+EDF | FRAMACEC | 1975-1 | 1982-6 | 1982-10 | 2022-9 |  |  |  | Decomissioned | 1982-06-01 | 1982-10-01 | 2022-09-01 | 40.2795
BELGIUM | BE -6 | TIHANGE-2 | PWR |  | 3064 | 1055 | 1008 | EBL | FRAMACEC | 1976-4 | 1982-10 | 1983-6 | 2023-2 |  |  |  | Decomissioned | 1982-10-01 | 1983-06-01 | 2023-02-01 | 40.3644
BRAZIL | BR -1 | ANGRA-1 | PWR | WH 2LP | 1882 | 640 | 609 | ELETRONU | WH | 1971-5 | 1982-4 | 1985-1 |  | 64.7 | 69.3 | - | Operational | 1982-04-01 | 1985-01-01
BRAZIL | BR -2 | ANGRA-2 | PWR | PRE KONVOI | 3764 | 1350 | 1275 | ELETRONU | KWU | 1976-1 | 2000-7 | 2001-2 |  | 86.2 | 87.3 | - | Operational | 2000-07-01 | 2001-02-01
BRAZIL | BR -3 | ANGRA-3 | PWR | PRE KONVOI | 3900 | 1405 | 1340 | ELETRONU | KWU | 2010-5 | 2028-3 | 2028-7 |  |  |  |  | Under construction | 2028-03-01 | 2028-07-01
BULGARIA | BG -5 | KOZLODUY-5 | PWR | VVER V-320 | 3120 | 1040 | 1003 | KNPP | AEE | 1980-7 | 1987-11 | 1988-12 |  | 74.2 | 76.2 | DH | Operational | 1987-11-01 | 1988-12-01
BULGARIA | BG -6 | KOZLODUY-6 | PWR | VVER V-320 | 3120 | 1040 | 1003 | KNPP | AEE | 1982-4 | 1991-8 | 1993-12 |  | 79.5 | 81.1 | DH | Operational | 1991-08-01 | 1993-12-01
BULGARIA | BG -1 | KOZLODUY-1 | PWR |  | 1375 | 440 | 408 | KNPP | AEE | 1970-4 | 1974-7 | 1974-10 | 2002-12 |  |  |  | Decomissioned | 1974-07-01 | 1974-10-01 | 2002-12-01 | 28.4384
BULGARIA | BG -2 | KOZLODUY-2 | PWR |  | 1375 | 440 | 408 | KNPP | AEE | 1970-4 | 1975-8 | 1975-11 | 2002-12 |  |  |  | Decomissioned | 1975-08-01 | 1975-11-01 | 2002-12-01 | 27.3534
BULGARIA | BG -3 | KOZLODUY-3 | PWR |  | 1375 | 440 | 408 | KNPP | AEE | 1973-10 | 1980-12 | 1981-1 | 2006-12 |  |  |  | Decomissioned | 1980-12-01 | 1981-01-01 | 2006-12-01 | 26.0164
BULGARIA | BG -4 | KOZLODUY-4 | PWR |  | 1375 | 440 | 408 | KNPP | AEE | 1973-10 | 1982-5 | 1982-6 | 2006-12 |  |  |  | Decomissioned | 1982-05-01 | 1982-06-01 | 2006-12-01 | 24.6027
CANADA | CA -10 | BRUCE-3 | PHWR | CANDU 750A | 2550 | 865 | 770 | BRUCEPOW | OH/AECL | 1972-7 | 1977-12 | 1978-2 |  | 72.9 | 73.5 | - | Operational | 1977-12-01 | 1978-02-01
CANADA | CA -11 | BRUCE-4 | PHWR | CANDU 750A | 2550 | 868 | 807 | BRUCEPOW | OH/AECL | 1972-9 | 1978-12 | 1979-1 |  | 74.7 | 75.4 | - | Operational | 1978-12-01 | 1979-01-01
CANADA | CA -13 | PICKERING-5 | PHWR | CANDU 500B | 1744 | 540 | 516 | OPG | OH/AECL | 1974-11 | 1982-12 | 1983-5 |  | 74.5 | 75.2 | - | Operational | 1982-12-01 | 1983-05-01
CANADA | CA -14 | PICKERING-6 | PHWR | CANDU 500B | 1744 | 540 | 516 | OPG | OH/AECL | 1975-10 | 1983-11 | 1984-2 |  | 78.5 | 79.3 | - | Operational | 1983-11-01 | 1984-02-01
CANADA | CA -15 | PICKERING-7 | PHWR | CANDU 500B | 1744 | 540 | 516 | OPG | OH/AECL | 1976-3 | 1984-11 | 1985-1 |  | 78.7 | 79.3 | - | Operational | 1984-11-01 | 1985-01-01
CANADA | CA -16 | PICKERING-8 | PHWR | CANDU 500B | 1744 | 540 | 516 | OPG | OH/AECL | 1976-9 | 1986-1 | 1986-2 |  | 75.4 | 76.1 | - | Operational | 1986-01-01 | 1986-02-01
CANADA | CA -17 | POINT LEPREAU | PHWR | CANDU 6 | 2180 | 705 | 660 | NBEPC | AECL | 1975-5 | 1982-9 | 1983-2 |  | 72.4 | 73.1 | - | Operational | 1982-09-01 | 1983-02-01
CANADA | CA -18 | BRUCE-5 | PHWR | CANDU 750B | 2832 | 872 | 817 | BRUCEPOW | OH/AECL | 1978-5 | 1984-12 | 1985-2 |  | 85.7 | 86.2 | - | Operational | 1984-12-01 | 1985-02-01
CANADA | CA -19 | BRUCE-6 | PHWR | CANDU 750B | 2690 | 891 | 817 | BRUCEPOW | OH/AECL | 1978-1 | 1984-6 | 1984-9 |  | 75.8 | 76.4 | - | Operational | 1984-06-01 | 1984-09-01
CANADA | CA -20 | BRUCE-7 | PHWR | CANDU 750B | 2832 | 872 | 817 | BRUCEPOW | OH/AECL | 1979-5 | 1986-2 | 1986-4 |  | 86.3 | 86.9 | - | Operational | 1986-02-01 | 1986-04-01
CANADA | CA -21 | BRUCE-8 | PHWR | CANDU 750B | 2690 | 872 | 817 | BRUCEPOW | OH/AECL | 1979-7 | 1987-3 | 1987-5 |  | 84 | 84.8 | - | Operational | 1987-03-01 | 1987-05-01
CANADA | CA -22 | DARLINGTON-1 | PHWR | CANDU 850 | 2776 | 934 | 878 | OPG | OH/AECL | 1982-4 | 1990-12 | 1992-11 |  | 80 | 81 | - | Operational | 1990-12-01 | 1992-11-01
CANADA | CA -23 | DARLINGTON-2 | PHWR | CANDU 850 | 2776 | 934 | 878 | OPG | OH/AECL | 1981-9 | 1990-1 | 1990-10 |  | 72.1 | 73.1 | - | Operational | 1990-01-01 | 1990-10-01
CANADA | CA -24 | DARLINGTON-3 | PHWR | CANDU 850 | 2776 | 934 | 878 | OPG | OH/AECL | 1984-9 | 1992-12 | 1993-2 |  | 78.5 | 79.3 | - | Operational | 1992-12-01 | 1993-02-01
CANADA | CA -25 | DARLINGTON-4 | PHWR | CANDU 850 | 2776 | 934 | 878 | OPG | OH/AECL | 1985-7 | 1993-4 | 1993-6 |  | 84.8 | 85.4 | - | Operational | 1993-04-01 | 1993-06-01
CANADA | CA -4 | PICKERING-1 | PHWR | CANDU 500A | 1744 | 542 | 515 | OPG | OH/AECL | 1966-6 | 1971-4 | 1971-7 |  | 68.5 | 68.7 | - | Operational | 1971-04-01 | 1971-07-01
CANADA | CA -7 | PICKERING-4 | PHWR | CANDU 500A | 1744 | 542 | 515 | OPG | OH/AECL | 1968-5 | 1973-5 | 1973-6 |  | 68.7 | 69.1 | - | Operational | 1973-05-01 | 1973-06-01
CANADA | CA -8 | BRUCE-1 | PHWR | CANDU 791 | 2620 | 868 | 811 | BRUCEPOW | OH/AECL | 1971-6 | 1977-1 | 1977-9 |  | 73.9 | 74.3 | - | Operational | 1977-01-01 | 1977-09-01
CANADA | CA -9 | BRUCE-2 | PHWR | CANDU 791 | 2620 | 836 | 777 | BRUCEPOW | OH/AECL | 1970-12 | 1976-9 | 1977-9 |  | 71.3 | 71.8 | - | Operational | 1976-09-01 | 1977-09-01
CANADA | CA -2 | DOUGLAS POINT | PHWR |  | 704 | 218 | 206 | OH | AECL | 1960-2 | 1967-1 | 1968-9 | 1984-5 |  |  |  | Decomissioned | 1967-01-01 | 1968-09-01 | 1984-05-01 | 17.3425
CANADA | CA -3 | GENTILLY-1 | HWLWR |  | 792 | 266 | 250 | HQ | AECL | 1966-9 | 1971-4 | 1972-5 | 1977-6 |  |  |  | Decomissioned | 1971-04-01 | 1972-05-01 | 1977-06-01 | 6.1726
CANADA | CA -12 | GENTILLY-2 | PHWR |  | 2156 | 675 | 635 | HQ | AECL | 1974-4 | 1982-12 | 1983-10 | 2012-12 |  |  |  | Decomissioned | 1982-12-01 | 1983-10-01 | 2012-12-01 | 30.0219
CANADA | CA -5 | PICKERING-2 | PHWR |  | 1744 | 542 | 515 | OPG | OH/AECL | 1966-9 | 1971-10 | 1971-12 | 2007-5 |  |  |  | Decomissioned | 1971-10-01 | 1971-12-01 | 2007-05-01 | 35.6055
CANADA | CA -6 | PICKERING-3 | PHWR |  | 1744 | 542 | 515 | OPG | OH/AECL | 1967-12 | 1972-5 | 1972-6 | 2008-10 |  |  |  | Decomissioned | 1972-05-01 | 1972-06-01 | 2008-10-01 | 36.4438
CANADA | CA -1 | ROLPHTON NPD | PHWR |  | 92 | 25 | 22 | OH | CGE | 1958-1 | 1962-6 | 1962-10 | 1987-8 |  |  |  | Decomissioned | 1962-06-01 | 1962-10-01 | 1987-08-01 | 25.1836
CHINA | CN -1 | QINSHAN-1 | PWR | CNP-300 | 966 | 330 | 326 | CNNO | CNNC | 1985-3 | 1991-12 | 1994-4 |  | 83.1 | 84 | - | Operational | 1991-12-01 | 1994-04-01
CHINA | CN -10 | TIANWAN-1 | PWR | VVER V-428 | 3000 | 1060 | 1000 | JNPC | IZ | 1999-10 | 2006-5 | 2007-5 |  | 88 | 88.2 | - | Operational | 2006-05-01 | 2007-05-01
CHINA | CN -11 | TIANWAN-2 | PWR | VVER V-428 | 3000 | 1060 | 1000 | JNPC | IZ | 2000-9 | 2007-5 | 2007-8 |  | 90.1 | 90.4 | - | Operational | 2007-05-01 | 2007-08-01
CHINA | CN -12 | LING AO-3 | PWR | CPR-1000 | 2905 | 1086 | 1007 | DNMC | DEC | 2005-12 | 2010-7 | 2010-9 |  | 88.7 | 89 | - | Operational | 2010-07-01 | 2010-09-01
CHINA | CN -13 | LING AO-4 | PWR | CPR-1000 | 2905 | 1086 | 1007 | DNMC | DEC | 2006-6 | 2011-5 | 2011-8 |  | 90.5 | 91 | - | Operational | 2011-05-01 | 2011-08-01
CHINA | CN -14 | QINSHAN 2-3 | PWR | CNP-600 | 1930 | 660 | 623 | CNNO | CNNC | 2006-4 | 2010-8 | 2010-10 |  | 91.7 | 91.8 | - | Operational | 2010-08-01 | 2010-10-01
CHINA | CN -15 | QINSHAN 2-4 | PWR | CNP-600 | 1930 | 660 | 623 | CNNO | CNNC | 2007-1 | 2011-11 | 2011-12 |  | 91.6 | 91.8 | - | Operational | 2011-11-01 | 2011-12-01
CHINA | CN -16 | HONGYANHE-1 | PWR | CPR-1000 | 2905 | 1119 | 1061 | LHNPC | DEC | 2007-8 | 2013-2 | 2013-6 |  | 88.1 | 89.3 | - | Operational | 2013-02-01 | 2013-06-01
CHINA | CN -17 | HONGYANHE-2 | PWR | CPR-1000 | 2905 | 1119 | 1061 | LHNPC | DEC | 2008-3 | 2013-11 | 2014-5 |  | 87.7 | 89.1 | - | Operational | 2013-11-01 | 2014-05-01
CHINA | CN -18 | NINGDE-1 | PWR | CPR-1000 | 2905 | 1089 | 1018 | NDNP | DEC | 2008-2 | 2012-12 | 2013-4 |  | 88.6 | 88.6 | - | Operational | 2012-12-01 | 2013-04-01
CHINA | CN -19 | NINGDE-2 | PWR | CPR-1000 | 2905 | 1089 | 1018 | NDNP | SHE | 2008-11 | 2014-1 | 2014-5 |  | 92.5 | 92.6 | - | Operational | 2014-01-01 | 2014-05-01
CHINA | CN -2 | DAYA BAY-1 | PWR | M310 | 2905 | 984 | 944 | DNMC | FRAM | 1987-8 | 1993-8 | 1994-2 |  | 87.2 | 89.3 | - | Operational | 1993-08-01 | 1994-02-01
CHINA | CN -20 | FUQING-1 | PWR | CNP-1000 | 2905 | 1089 | 1000 | FQNP | NPIC | 2008-11 | 2014-8 | 2014-11 |  | 91.1 | 91.4 | - | Operational | 2014-08-01 | 2014-11-01
CHINA | CN -21 | FUQING-2 | PWR | CNP-1000 | 2905 | 1089 | 1000 | FQNP | NPIC | 2009-6 | 2015-8 | 2015-10 |  | 90.5 | 90.9 | - | Operational | 2015-08-01 | 2015-10-01
CHINA | CN -22 | YANGJIANG-1 | PWR | CPR-1000 | 2905 | 1086 | 1000 | YJNPC | CFHI | 2008-12 | 2013-12 | 2014-3 |  | 91.7 | 91.8 | - | Operational | 2013-12-01 | 2014-03-01
CHINA | CN -23 | YANGJIANG-2 | PWR | CPR-1000 | 2905 | 1086 | 1000 | YJNPC | CFHI | 2009-6 | 2015-3 | 2015-6 |  | 91.8 | 91.9 | - | Operational | 2015-03-01 | 2015-06-01
CHINA | CN -24 | FANGJIASHAN-1 | PWR | CPR-1000 | 2905 | 1089 | 1012 | CNNO | NPIC | 2008-12 | 2014-11 | 2014-12 |  | 92 | 92.6 | - | Operational | 2014-11-01 | 2014-12-01
CHINA | CN -25 | FANGJIASHAN-2 | PWR | CPR-1000 | 2905 | 1089 | 1012 | CNNO | NPIC | 2009-7 | 2015-1 | 2015-2 |  | 92.3 | 92.9 | - | Operational | 2015-01-01 | 2015-02-01
CHINA | CN -26 | HONGYANHE-3 | PWR | CPR-1000 | 2905 | 1119 | 1061 | LHNPC | DEC | 2009-3 | 2015-3 | 2015-8 |  | 89.3 | 90.9 | - | Operational | 2015-03-01 | 2015-08-01
CHINA | CN -27 | HONGYANHE-4 | PWR | CPR-1000 | 2905 | 1119 | 1061 | LHNPC | DEC | 2009-8 | 2016-4 | 2016-6 |  | 89.3 | 90.7 | - | Operational | 2016-04-01 | 2016-06-01
CHINA | CN -28 | SANMEN-1 | PWR | AP-1000 | 3400 | 1251 | 1157 | SMNPC | WH/MHI | 2009-4 | 2018-6 | 2018-9 |  | 91.9 | 92.8 | - | Operational | 2018-06-01 | 2018-09-01
CHINA | CN -29 | SANMEN-2 | PWR | AP-1000 | 3400 | 1251 | 1157 | SMNPC | WH/MHI | 2009-12 | 2018-8 | 2018-11 |  | 76.1 | 77.2 | - | Operational | 2018-08-01 | 2018-11-01
CHINA | CN -3 | DAYA BAY-2 | PWR | M310 | 2905 | 984 | 944 | DNMC | FRAM | 1988-4 | 1994-2 | 1994-5 |  | 86.4 | 87.4 | - | Operational | 1994-02-01 | 1994-05-01
CHINA | CN -30 | HAIYANG-1 | PWR | AP-1000 | 3415 | 1250 | 1170 | SDNPC | WH | 2009-9 | 2018-8 | 2018-10 |  | 91.7 | 92.6 | DH | Operational | 2018-08-01 | 2018-10-01
CHINA | CN -31 | HAIYANG-2 | PWR | AP-1000 | 3415 | 1250 | 1170 | SDNPC | WH | 2010-6 | 2018-10 | 2019-1 |  | 93.3 | 94 | DH | Operational | 2018-10-01 | 2019-01-01
CHINA | CN -32 | TAISHAN-1 | PWR | EPR-1750 | 4590 | 1750 | 1660 | TNPJVC | ORANO | 2009-11 | 2018-6 | 2018-12 |  | 52.5 | 53.1 | - | Operational | 2018-06-01 | 2018-12-01
CHINA | CN -33 | TAISHAN-2 | PWR | EPR-1750 | 4590 | 1750 | 1660 | TNPJVC | ORANO | 2010-4 | 2019-6 | 2019-9 |  | 81.9 | 82.9 | - | Operational | 2019-06-01 | 2019-09-01
CHINA | CN -34 | NINGDE-3 | PWR | CPR-1000 | 2905 | 1089 | 1018 | NDNP | CFHI | 2010-1 | 2015-3 | 2015-6 |  | 92.5 | 92.5 | - | Operational | 2015-03-01 | 2015-06-01
CHINA | CN -35 | NINGDE-4 | PWR | CPR-1000 | 2905 | 1089 | 1018 | NDNP | CFHI | 2010-9 | 2016-3 | 2016-7 |  | 92.5 | 92.5 | - | Operational | 2016-03-01 | 2016-07-01
CHINA | CN -36 | CHANGJIANG-1 | PWR | CNP-600 | 1930 | 650 | 601 | HNPC | DEC | 2010-4 | 2015-11 | 2015-12 |  | 90.4 | 90.5 | - | Operational | 2015-11-01 | 2015-12-01
CHINA | CN -37 | CHANGJIANG-2 | PWR | CNP-600 | 1930 | 650 | 601 | HNPC | DEC | 2010-11 | 2016-6 | 2016-8 |  | 90.6 | 90.7 | - | Operational | 2016-06-01 | 2016-08-01
CHINA | CN -38 | FANGCHENGGANG-1 | PWR | CPR-1000 | 2905 | 1086 | 1000 | GFNPC | DEC | 2010-7 | 2015-10 | 2016-1 |  | 92.7 | 92.7 | - | Operational | 2015-10-01 | 2016-01-01
CHINA | CN -39 | FANGCHENGGANG-2 | PWR | CPR-1000 | 2905 | 1086 | 1000 | GFNPC | DEC | 2010-12 | 2016-7 | 2016-10 |  | 92.8 | 92.9 | - | Operational | 2016-07-01 | 2016-10-01
CHINA | CN -4 | QINSHAN 2-1 | PWR | CNP-600 | 1930 | 650 | 623 | CNNO | CNNC | 1996-6 | 2002-2 | 2002-4 |  | 85.3 | 85.4 | - | Operational | 2002-02-01 | 2002-04-01
CHINA | CN -40 | YANGJIANG-3 | PWR | CPR-1000 | 2905 | 1086 | 1000 | YJNPC | CFHI | 2010-11 | 2015-10 | 2016-1 |  | 92.5 | 92.7 | - | Operational | 2015-10-01 | 2016-01-01
CHINA | CN -41 | YANGJIANG-4 | PWR | CPR-1000 | 2905 | 1086 | 1000 | YJNPC | CFHI | 2012-11 | 2017-1 | 2017-3 |  | 92.2 | 92.3 | - | Operational | 2017-01-01 | 2017-03-01
CHINA | CN -42 | FUQING-3 | PWR | CNP-1000 | 2905 | 1089 | 1000 | FQNP | NPIC | 2010-12 | 2016-9 | 2016-10 |  | 91.1 | 91.6 | - | Operational | 2016-09-01 | 2016-10-01
CHINA | CN -43 | FUQING-4 | PWR | CNP-1000 | 2905 | 1089 | 1000 | FQNP | NPIC | 2012-11 | 2017-7 | 2017-9 |  | 86.6 | 87 | - | Operational | 2017-07-01 | 2017-09-01
CHINA | CN -44 | SHIDAO BAY-1 | HTGR | HTR-PM | 500 | 211 | 150 | HSNPC | TSINGHUA | 2012-12 | 2021-12 | 2023-12 |  | 100 | 100 | - | Operational | 2021-12-01 | 2023-12-01
CHINA | CN -45 | TIANWAN-3 | PWR | VVER V-428M | 3000 | 1126 | 1060 | JNPC | IZ | 2012-12 | 2017-12 | 2018-2 |  | 88.6 | 89.3 | - | Operational | 2017-12-01 | 2018-02-01
CHINA | CN -46 | TIANWAN-4 | PWR | VVER V-428M | 3000 | 1126 | 1060 | JNPC | IZ | 2013-9 | 2018-10 | 2018-12 |  | 92.3 | 92.3 | - | Operational | 2018-10-01 | 2018-12-01
CHINA | CN -47 | YANGJIANG-5 | PWR | ACPR-1000 | 2905 | 1086 | 1000 | YJNPC | CFHI | 2013-9 | 2018-5 | 2018-7 |  | 92 | 92.1 | - | Operational | 2018-05-01 | 2018-07-01
CHINA | CN -48 | YANGJIANG-6 | PWR | ACPR-1000 | 2905 | 1086 | 1000 | YJNPC | CFHI | 2013-12 | 2019-6 | 2019-7 |  | 92.3 | 92.3 | - | Operational | 2019-06-01 | 2019-07-01
CHINA | CN -49 | HONGYANHE-5 | PWR | ACPR-1000 | 2905 | 1119 | 1061 | LHNPC | DEC | 2015-3 | 2021-6 | 2021-7 |  | 93.5 | 95 | - | Operational | 2021-06-01 | 2021-07-01
CHINA | CN -5 | QINSHAN 2-2 | PWR | CNP-600 | 1930 | 650 | 623 | CNNO | CNNC | 1997-4 | 2004-3 | 2004-5 |  | 89.4 | 89.5 | - | Operational | 2004-03-01 | 2004-05-01
CHINA | CN -50 | HONGYANHE-6 | PWR | ACPR-1000 | 2905 | 1119 | 1061 | LHNPC | DEC | 2015-7 | 2022-5 | 2022-6 |  | 89.7 | 91.2 | - | Operational | 2022-05-01 | 2022-06-01
CHINA | CN -51 | FUQING-5 | PWR | HPR1000 | 3050 | 1161 | 1075 | FQNP | NPIC | 2015-5 | 2020-11 | 2021-1 |  | 85.5 | 86.6 | - | Operational | 2020-11-01 | 2021-01-01
CHINA | CN -52 | FUQING-6 | PWR | HPR1000 | 3060 | 1150 | 1075 | FQNP | NPIC | 2015-12 | 2022-1 | 2022-3 |  | 86.1 | 87.8 | - | Operational | 2022-01-01 | 2022-03-01
CHINA | CN -53 | TIANWAN-5 | PWR | CNP-1000 | 2905 | 1118 | 1060 | JNPC | SHE | 2015-12 | 2020-8 | 2020-9 |  | 91.6 | 92.7 | - | Operational | 2020-08-01 | 2020-09-01
CHINA | CN -54 | TIANWAN-6 | PWR | CNP-1000 | 2905 | 1118 | 1060 | JNPC | CFHI | 2016-9 | 2021-5 | 2021-6 |  | 91.8 | 92.4 | - | Operational | 2021-05-01 | 2021-06-01
CHINA | CN -55 | FANGCHENGGANG-3 | PWR | HPR1000 | 3150 | 1180 | 1000 | GFNPC | CFHI | 2015-12 | 2023-1 | 2023-3 |  | 98.2 | 98.2 | - | Operational | 2023-01-01 | 2023-03-01
CHINA | CN -6 | LING AO-1 | PWR | M310 | 2905 | 990 | 950 | DNMC | FRAM | 1997-5 | 2002-2 | 2002-5 |  | 89.7 | 90.1 | - | Operational | 2002-02-01 | 2002-05-01
CHINA | CN -7 | LING AO-2 | PWR | M310 | 2905 | 990 | 950 | DNMC | FRAM | 1997-11 | 2002-9 | 2003-1 |  | 90.2 | 90.6 | - | Operational | 2002-09-01 | 2003-01-01
CHINA | CN -8 | QINSHAN 3-1 | PHWR | CANDU 6 | 2064 | 728 | 677 | CNNO | AECL | 1998-6 | 2002-11 | 2002-12 |  | 90.2 | 90.7 | - | Operational | 2002-11-01 | 2002-12-01
CHINA | CN -9 | QINSHAN 3-2 | PHWR | CANDU 6 | 2064 | 728 | 677 | CNNO | AECL | 1998-9 | 2003-6 | 2003-7 |  | 91.5 | 91.9 | - | Operational | 2003-06-01 | 2003-07-01
CHINA | CN -75 | HAIYANG-4 | PWR | CAP1000 | 3400 | 1253 | 1161 | SDNPC | SNERDI | 2023-4 | [6 empty] | Construction Started
CHINA | CN -79 | LIANJIANG-1 | PWR | CAP1000 | 3400 | 1224 | 1224 | ZJNPC | SNPEMC | 2023-9 | [6 empty] | Construction Started
CHINA | CN -77 | LUFENG-6 | PWR | HPR1000 | 3180 | 1200 | 1116 | LFNPC | SENPE | 2023-8 | [6 empty] | Construction Started
CHINA | CN -73 | SANMEN-4 | PWR | CAP1000 | 3400 | 1251 | 1163 | SMNPC | Shanghai | 2023-3 | [6 empty] | Construction Started
CHINA | CN -81 | XUDABU-1 | PWR | CAP1000 | 2905 | 1290 | 1000 | LNPC | DEC | 2023-11 | [6 empty] | Construction Started
CHINA | CN -904 | FANGCHENGGANG-5 | PWR |  |  |  | 1000 | [9 empty] | Planned construction
CHINA | CN -905 | FANGCHENGGANG-6 | PWR |  |  |  | 1000 | [9 empty] | Planned construction
CHINA | CN -80 | LIANJIANG-2 | PWR | CAP1000 | 3400 | 1224 | 1224 | ZJNPC | CFHI | 2024-4 | [6 empty] | Planned construction
CHINA | CN -916 | LUFENG-1 | PWR | CPR-1000 |  |  | 1000 | LFNPC | [8 empty] | Planned construction
CHINA | CN -917 | LUFENG-2 | PWR | CPR-1000 |  |  | 1000 | LFNPC | [8 empty] | Planned construction
CHINA | CN -59 | SN-1 | PWR | CAP1400 |  |  | 1534 | SNPDP | SNERDI | [7 empty] | Planned construction
CHINA | CN -60 | SN-2 | PWR | CAP1400 |  |  | 1534 | SNPDP | SNERDI | [7 empty] | Planned construction
CHINA | CN -931 | XUDABU-2 | PWR | CPR-1000 | 2905 | 1290 | 1000 | LNPC | DEC | [7 empty] | Planned construction
CHINA | CN -932 | ZHANGZHOU-3 | PWR | HPR1000 | 3180 | 1214 | 1129 | ZGZEC | CFHI | 2024-2 | [6 empty] | Planned construction
CHINA | CN -933 | ZHANGZHOU-4 | PWR | HPR1000 | 3180 | 1214 | 1129 | ZGZEC | CFHI | [7 empty] | Planned construction
CHINA | CN -65 | CHANGJIANG-3 | PWR | HPR1000 | 3190 | 1198 | 1000 | CHG | CFHI | 2021-3 | [6 empty] | Under construction
CHINA | CN -66 | CHANGJIANG-4 | PWR | HPR1000 | 3190 | 1198 | 1000 | CHG | CFHI | 2021-12 | [6 empty] | Under construction
CHINA | CN -56 | FANGCHENGGANG-4 | PWR | HPR1000 | 3150 | 1180 | 1000 | GFNPC | CFHI | 2016-12 | 2024-4 | 2024-5 |  |  |  |  | Under construction | 2024-04-01 | 2024-05-01
CHINA | CN -74 | HAIYANG-3 | PWR | CAP1000 | 3400 | 1253 | 1161 | SDNPC | SNERDI | 2022-7 | [6 empty] | Under construction
CHINA | CN -75 | HAIYANG-4 | PWR | CAP1000 | 3400 | 1253 | 1161 | SDNPC | SNERDI | 2023-4 | [6 empty] | Under construction
CHINA | CN -79 | LIANJIANG-1 | PWR | CAP1000 | 3400 | 1224 | 1224 | ZJNPC | SNPEMC | 2023-9 | [6 empty] | Under construction
CHINA | CN -69 | LINGLONG-1 | PWR | ACP100 | 385 | 125 | 100 | HNPC | CFHI | 2021-7 | [6 empty] | Under construction
CHINA | CN -76 | LUFENG-5 | PWR | HPR1000 | 3180 | 1200 | 1116 | LFNPC | CFHI | 2022-9 | [6 empty] | Under construction
CHINA | CN -77 | LUFENG-6 | PWR | HPR1000 | 3180 | 1200 | 1116 | LFNPC | SENPE | 2023-8 | [6 empty] | Under construction
CHINA | CN -63 | SANAOCUN-1 | PWR | HRP1000 | 3180 | 1210 | 1117 | CGCNP | CFHI | 2020-12 | [6 empty] | Under construction
CHINA | CN -64 | SANAOCUN-2 | PWR | HRP1000 | 3180 | 1210 | 1117 | CGCNP | CFHI | 2021-12 | [6 empty] | Under construction
CHINA | CN -72 | SANMEN-3 | PWR | CAP1000 | 3400 | 1251 | 1163 | SMNPC | Shanghai | 2022-6 | [6 empty] | Under construction
CHINA | CN -73 | SANMEN-4 | PWR | CAP1000 | 3400 | 1251 | 1163 | SMNPC | Shanghai | 2023-3 | [6 empty] | Under construction
CHINA | CN -61 | TAIPINGLING-1 | PWR | HPR1000 | 3190 | 1202 | 1116 | HZNP | DEC | 2019-12 | [6 empty] | Under construction
CHINA | CN -62 | TAIPINGLING-2 | PWR | HPR1000 | 3190 | 1202 | 1116 | HZNP | CFHI | 2020-10 | [6 empty] | Under construction
CHINA | CN -67 | TIANWAN-7 | PWR | VVER-1200/V491 | 3200 | 1265 | 1171 | JNPC | Atommash | 2021-5 | [6 empty] | Under construction
CHINA | CN -68 | TIANWAN-8 | PWR | VVER-1200/V491 | 3200 | 1265 | 1171 | JNPC | Atommash | 2022-2 | [6 empty] | Under construction
CHINA | CN -00 | XIAPU-1 | FBR | CFR600 | 1882 | 682 | 642 | CNNC | CIAE(Chi | 2017-12 | [6 empty] | Under construction
CHINA | CN -78 | XIAPU-2 | FBR | CFR600 | 1882 | 682 | 642 | CNNC | CIAE(Chi | 2020-12 | [6 empty] | Under construction
CHINA | CN -81 | XUDABU-1 | PWR | CAP1000 | 2905 | 1290 | 1000 | LNPC | DEC | 2023-11 | [6 empty] | Under construction
CHINA | CN -70 | XUDABU-3 | PWR | VVER-1200/V491 | 3200 | 1274 | 1200 | LNPC | Russian | 2021-7 | [6 empty] | Under construction
CHINA | CN -71 | XUDABU-4 | PWR | VVER-1200/V491 | 3200 | 1274 | 1200 | LNPC | Atommash | 2022-5 | [6 empty] | Under construction
CHINA | CN -57 | ZHANGZHOU-1 | PWR | HPR1000 | 3190 | 1212 | 1126 | ZGZEC | CFHI | 2019-10 | [6 empty] | Under construction
CZECH REP. | CZ -23 | TEMELIN-1 | PWR | VVER V-320 | 3120 | 1082 | 1027 | CEZ | ŠKODA | 1987-2 | 2000-12 | 2002-6 |  | 76.5 | 76.8 | DH | Operational | 2000-12-01 | 2002-06-01
CZECH REP. | CZ -24 | TEMELIN-2 | PWR | VVER V-320 | 3120 | 1082 | 1029 | CEZ | ŠKODA | 1987-2 | 2002-12 | 2003-4 |  | 78.6 | 78.7 | DH | Operational | 2002-12-01 | 2003-04-01
CZECH REP. | CZ -4 | DUKOVANY-1 | PWR | VVER V-213 | 1444 | 500 | 468 | CEZ | ŠKODA | 1979-1 | 1985-2 | 1985-5 |  | 83 | 84 | - | Operational | 1985-02-01 | 1985-05-01
CZECH REP. | CZ -5 | DUKOVANY-2 | PWR | VVER V-213 | 1444 | 500 | 471 | CEZ | ŠKODA | 1979-1 | 1986-1 | 1986-3 |  | 81.6 | 82.6 | - | Operational | 1986-01-01 | 1986-03-01
CZECH REP. | CZ -8 | DUKOVANY-3 | PWR | VVER V-213 | 1444 | 500 | 468 | CEZ | ŠKODA | 1979-3 | 1986-11 | 1986-12 |  | 81.7 | 83.3 | - | Operational | 1986-11-01 | 1986-12-01
CZECH REP. | CZ -9 | DUKOVANY-4 | PWR | VVER V-213 | 1444 | 500 | 471 | CEZ | ŠKODA | 1979-3 | 1987-6 | 1987-7 |  | 83.4 | 84.3 | - | Operational | 1987-06-01 | 1987-07-01
EGYPT | EG -3 | EL DABAA-3 | PWR | VVER-1200 | 3200 | 1200 | 1100 | NPPA | JSC ASE | 2023-5 | [6 empty] | Planned construction
EGYPT | EG -4 | EL DABAA-4 | PWR | VVER-1200 | 3200 | 1200 | 1100 | NPPA | JSC ASE | 2024-1 | [6 empty] | Planned construction
EGYPT | EG -1 | EL DABAA-1 | PWR | VVER-1200 | 3200 | 1200 | 1100 | NPPA | JSC ASE | 2022-7 | [6 empty] | Under construction
EGYPT | EG -2 | EL DABAA-2 | PWR | VVER-1200 | 3200 | 1200 | 1100 | NPPA | JSC ASE | 2022-11 | [6 empty] | Under construction
EGYPT | EG -3 | EL DABAA-3 | PWR | VVER-1200 | 3200 | 1200 | 1100 | NPPA | JSC ASE | 2023-5 | [6 empty] | Under construction
FINLAND | FI -1 | LOVIISA-1 | PWR | VVER V-213 | 1500 | 531 | 507 | FORTUMPH | AEE | 1971-5 | 1977-2 | 1977-5 |  | 88.1 | 88.8 | - | Operational | 1977-02-01 | 1977-05-01
FINLAND | FI -2 | LOVIISA-2 | PWR | VVER V-213 | 1500 | 531 | 507 | FORTUMPH | AEE | 1972-8 | 1980-11 | 1981-1 |  | 89.5 | 90.4 | - | Operational | 1980-11-01 | 1981-01-01
FINLAND | FI -3 | OLKILUOTO-1 | BWR | AA-III, BWR-25 | 2500 | 920 | 890 | TVO | ASEASTAL | 1974-2 | 1978-9 | 1979-10 |  | 92.8 | 93.2 | - | Operational | 1978-09-01 | 1979-10-01
FINLAND | FI -4 | OLKILUOTO-2 | BWR | AA-III, BWR-25 | 2500 | 920 | 890 | TVO | ASEASTAL | 1975-11 | 1980-2 | 1982-7 |  | 93 | 93.5 | - | Operational | 1980-02-01 | 1982-07-01
FINLAND | FI -5 | OLKILUOTO-3 | PWR | EPR | 4300 | 1660 | 1600 | TVO | FRAM | 2005-8 | 2022-3 | 2023-5 |  | 96.3 | 96.9 | - | Operational | 2022-03-01 | 2023-05-01
FINLAND | FI -6 | HANHIKIVI-1 | PWR | VVER V-522 | 3200 |  | 1200 | FV | AEM | [7 empty] | Planned construction
FRANCE | FR -13 | BUGEY-2 | PWR | CP0 | 2785 | 945 | 910 | EDF | FRAM | 1972-11 | 1978-5 | 1979-3 |  | 71.6 | 73.8 | - | Operational | 1978-05-01 | 1979-03-01
FRANCE | FR -14 | BUGEY-3 | PWR | CP0 | 2785 | 945 | 910 | EDF | FRAM | 1973-9 | 1978-9 | 1979-3 |  | 70.9 | 73.3 | - | Operational | 1978-09-01 | 1979-03-01
FRANCE | FR -15 | BUGEY-4 | PWR | CP0 | 2785 | 917 | 880 | EDF | FRAM | 1974-6 | 1979-3 | 1979-7 |  | 73.8 | 75.9 | - | Operational | 1979-03-01 | 1979-07-01
FRANCE | FR -16 | BUGEY-5 | PWR | CP0 | 2785 | 917 | 880 | EDF | FRAM | 1974-7 | 1979-7 | 1980-1 |  | 72.2 | 74.5 | - | Operational | 1979-07-01 | 1980-01-01
FRANCE | FR -17 | ST. LAURENT B-1 | PWR | CP2 | 2785 | 956 | 915 | EDF | FRAM | 1976-5 | 1981-1 | 1983-8 |  | 75.2 | 77.3 | - | Operational | 1981-01-01 | 1983-08-01
FRANCE | FR -18 | TRICASTIN-1 | PWR | CP1 | 2785 | 955 | 915 | EDF | FRAM | 1974-11 | 1980-5 | 1980-12 |  | 75.3 | 78.2 | - | Operational | 1980-05-01 | 1980-12-01
FRANCE | FR -19 | TRICASTIN-2 | PWR | CP1 | 2785 | 955 | 915 | EDF | FRAM | 1974-12 | 1980-8 | 1980-12 |  | 75.1 | 78.6 | - | Operational | 1980-08-01 | 1980-12-01
FRANCE | FR -20 | GRAVELINES-1 | PWR | CP1 | 2785 | 951 | 910 | EDF | FRAM | 1975-2 | 1980-3 | 1980-11 |  | 72.5 | 74.7 | - | Operational | 1980-03-01 | 1980-11-01
FRANCE | FR -21 | GRAVELINES-2 | PWR | CP1 | 2785 | 951 | 910 | EDF | FRAM | 1975-3 | 1980-8 | 1980-12 |  | 76 | 78.1 | - | Operational | 1980-08-01 | 1980-12-01
FRANCE | FR -22 | DAMPIERRE-1 | PWR | CP1 | 2785 | 937 | 890 | EDF | FRAM | 1975-2 | 1980-3 | 1980-9 |  | 74.4 | 77.7 | - | Operational | 1980-03-01 | 1980-09-01
FRANCE | FR -23 | ST. LAURENT B-2 | PWR | CP2 | 2785 | 956 | 915 | EDF | FRAM | 1976-7 | 1981-6 | 1983-8 |  | 72.2 | 76 | - | Operational | 1981-06-01 | 1983-08-01
FRANCE | FR -25 | TRICASTIN-3 | PWR | CP1 | 2785 | 955 | 915 | EDF | FRAM | 1975-4 | 1981-2 | 1981-5 |  | 75.8 | 79.4 | - | Operational | 1981-02-01 | 1981-05-01
FRANCE | FR -26 | TRICASTIN-4 | PWR | CP1 | 2785 | 955 | 915 | EDF | FRAM | 1975-5 | 1981-6 | 1981-11 |  | 78.5 | 81.8 | - | Operational | 1981-06-01 | 1981-11-01
FRANCE | FR -27 | GRAVELINES-3 | PWR | CP1 | 2785 | 951 | 910 | EDF | FRAM | 1975-12 | 1980-12 | 1981-6 |  | 76.2 | 77.7 | - | Operational | 1980-12-01 | 1981-06-01
FRANCE | FR -28 | GRAVELINES-4 | PWR | CP1 | 2785 | 951 | 910 | EDF | FRAM | 1976-4 | 1981-6 | 1981-10 |  | 78.1 | 79.6 | - | Operational | 1981-06-01 | 1981-10-01
FRANCE | FR -29 | DAMPIERRE-2 | PWR | CP1 | 2785 | 937 | 890 | EDF | FRAM | 1975-4 | 1980-12 | 1981-2 |  | 76.1 | 77.9 | - | Operational | 1980-12-01 | 1981-02-01
FRANCE | FR -30 | DAMPIERRE-3 | PWR | CP1 | 2785 | 937 | 890 | EDF | FRAM | 1975-9 | 1981-1 | 1981-5 |  | 77.6 | 79.3 | - | Operational | 1981-01-01 | 1981-05-01
FRANCE | FR -31 | DAMPIERRE-4 | PWR | CP1 | 2785 | 937 | 890 | EDF | FRAM | 1975-12 | 1981-8 | 1981-11 |  | 75.4 | 77.7 | - | Operational | 1981-08-01 | 1981-11-01
FRANCE | FR -32 | BLAYAIS-1 | PWR | CP1 | 2785 | 951 | 910 | EDF | FRAM | 1977-1 | 1981-6 | 1981-12 |  | 75.6 | 78.8 | - | Operational | 1981-06-01 | 1981-12-01
FRANCE | FR -33 | BLAYAIS-2 | PWR | CP1 | 2785 | 951 | 910 | EDF | FRAM | 1977-1 | 1982-7 | 1983-2 |  | 79.3 | 81.3 | - | Operational | 1982-07-01 | 1983-02-01
FRANCE | FR -34 | BLAYAIS-3 | PWR | CP1 | 2785 | 951 | 910 | EDF | FRAM | 1978-4 | 1983-8 | 1983-11 |  | 78.6 | 80.5 | - | Operational | 1983-08-01 | 1983-11-01
FRANCE | FR -35 | BLAYAIS-4 | PWR | CP1 | 2785 | 951 | 910 | EDF | FRAM | 1978-4 | 1983-5 | 1983-10 |  | 78 | 81 | - | Operational | 1983-05-01 | 1983-10-01
FRANCE | FR -36 | PALUEL-1 | PWR | P4 REP 1300 | 3817 | 1382 | 1330 | EDF | FRAM | 1977-8 | 1984-6 | 1985-12 |  | 75.7 | 78.3 | - | Operational | 1984-06-01 | 1985-12-01
FRANCE | FR -37 | PALUEL-2 | PWR | P4 REP 1300 | 3817 | 1382 | 1330 | EDF | FRAM | 1978-1 | 1984-9 | 1985-12 |  | 67.1 | 69.6 | - | Operational | 1984-09-01 | 1985-12-01
FRANCE | FR -38 | PALUEL-3 | PWR | P4 REP 1300 | 3817 | 1382 | 1330 | EDF | FRAM | 1979-2 | 1985-9 | 1986-2 |  | 72.1 | 74.6 | - | Operational | 1985-09-01 | 1986-02-01
FRANCE | FR -39 | PALUEL-4 | PWR | P4 REP 1300 | 3817 | 1382 | 1330 | EDF | FRAM | 1980-2 | 1986-4 | 1986-6 |  | 75.8 | 78 | - | Operational | 1986-04-01 | 1986-06-01
FRANCE | FR -40 | CHINON B-1 | PWR | CP2 | 2785 | 954 | 905 | EDF | FRAM | 1977-3 | 1982-11 | 1984-2 |  | 74.8 | 77.1 | - | Operational | 1982-11-01 | 1984-02-01
FRANCE | FR -41 | CHINON B-2 | PWR | CP2 | 2785 | 954 | 905 | EDF | FRAM | 1977-3 | 1983-11 | 1984-8 |  | 76.3 | 78.5 | - | Operational | 1983-11-01 | 1984-08-01
FRANCE | FR -42 | CRUAS-1 | PWR | CP2 | 2785 | 956 | 915 | EDF | FRAM | 1978-8 | 1983-4 | 1984-4 |  | 75.7 | 78.4 | - | Operational | 1983-04-01 | 1984-04-01
FRANCE | FR -43 | CRUAS-2 | PWR | CP2 | 2785 | 956 | 915 | EDF | FRAM | 1978-11 | 1984-9 | 1985-4 |  | 76.6 | 80 | - | Operational | 1984-09-01 | 1985-04-01
FRANCE | FR -44 | CRUAS-3 | PWR | CP2 | 2785 | 956 | 915 | EDF | FRAM | 1979-4 | 1984-5 | 1984-9 |  | 76.5 | 80.1 | - | Operational | 1984-05-01 | 1984-09-01
FRANCE | FR -45 | CRUAS-4 | PWR | CP2 | 2785 | 956 | 915 | EDF | FRAM | 1979-10 | 1984-10 | 1985-2 |  | 74.9 | 78 | - | Operational | 1984-10-01 | 1985-02-01
FRANCE | FR -46 | FLAMANVILLE-1 | PWR | P4 REP 1300 | 3817 | 1382 | 1330 | EDF | FRAM | 1979-12 | 1985-12 | 1986-12 |  | 66.8 | 69.9 | - | Operational | 1985-12-01 | 1986-12-01
FRANCE | FR -47 | FLAMANVILLE-2 | PWR | P4 REP 1300 | 3817 | 1382 | 1330 | EDF | FRAM | 1980-5 | 1986-7 | 1987-3 |  | 72.3 | 74.3 | - | Operational | 1986-07-01 | 1987-03-01
FRANCE | FR -48 | ST. ALBAN-1 | PWR | P4 REP 1300 | 3817 | 1381 | 1335 | EDF | FRAM | 1979-1 | 1985-8 | 1986-5 |  | 74.6 | 77.3 | - | Operational | 1985-08-01 | 1986-05-01
FRANCE | FR -49 | ST. ALBAN-2 | PWR | P4 REP 1300 | 3817 | 1381 | 1335 | EDF | FRAM | 1979-7 | 1986-7 | 1987-3 |  | 75.5 | 78.3 | - | Operational | 1986-07-01 | 1987-03-01
FRANCE | FR -50 | CATTENOM-1 | PWR | P4 REP 1300 | 3817 | 1362 | 1300 | EDF | FRAM | 1979-10 | 1986-11 | 1987-4 |  | 71.7 | 73.8 | - | Operational | 1986-11-01 | 1987-04-01
FRANCE | FR -51 | GRAVELINES-5 | PWR | CP1 | 2785 | 951 | 910 | EDF | FRAM | 1979-10 | 1984-8 | 1985-1 |  | 76 | 77.7 | - | Operational | 1984-08-01 | 1985-01-01
FRANCE | FR -52 | GRAVELINES-6 | PWR | CP1 | 2785 | 951 | 910 | EDF | FRAM | 1979-10 | 1985-8 | 1985-10 |  | 77.6 | 79.2 | - | Operational | 1985-08-01 | 1985-10-01
FRANCE | FR -53 | CATTENOM-2 | PWR | P4 REP 1300 | 3817 | 1362 | 1300 | EDF | FRAM | 1980-7 | 1987-9 | 1988-2 |  | 76.4 | 78.8 | - | Operational | 1987-09-01 | 1988-02-01
FRANCE | FR -54 | BELLEVILLE-1 | PWR | P4 REP 1300 | 3817 | 1363 | 1310 | EDF | FRAM | 1980-5 | 1987-10 | 1988-6 |  | 75.1 | 76.7 | - | Operational | 1987-10-01 | 1988-06-01
FRANCE | FR -55 | BELLEVILLE-2 | PWR | P4 REP 1300 | 3817 | 1363 | 1310 | EDF | FRAM | 1980-8 | 1988-7 | 1989-1 |  | 76.5 | 78.5 | - | Operational | 1988-07-01 | 1989-01-01
FRANCE | FR -56 | CHINON B-3 | PWR | CP2 | 2785 | 954 | 905 | EDF | FRAM | 1980-10 | 1986-10 | 1987-3 |  | 75.8 | 77.4 | - | Operational | 1986-10-01 | 1987-03-01
FRANCE | FR -57 | CHINON B-4 | PWR | CP2 | 2785 | 954 | 905 | EDF | FRAM | 1981-2 | 1987-11 | 1988-4 |  | 78.4 | 80.7 | - | Operational | 1987-11-01 | 1988-04-01
FRANCE | FR -58 | NOGENT-1 | PWR | P4 REP 1300 | 3817 | 1363 | 1310 | EDF | FRAM | 1981-5 | 1987-10 | 1988-2 |  | 77.3 | 79.4 | - | Operational | 1987-10-01 | 1988-02-01
FRANCE | FR -59 | NOGENT-2 | PWR | P4 REP 1300 | 3817 | 1363 | 1310 | EDF | FRAM | 1982-1 | 1988-12 | 1989-5 |  | 79.5 | 81.8 | - | Operational | 1988-12-01 | 1989-05-01
FRANCE | FR -60 | CATTENOM-3 | PWR | P4 REP 1300 | 3817 | 1362 | 1300 | EDF | FRAM | 1982-6 | 1990-7 | 1991-2 |  | 75.3 | 77.6 | - | Operational | 1990-07-01 | 1991-02-01
FRANCE | FR -61 | GOLFECH-1 | PWR | P4 REP 1300 | 3817 | 1363 | 1310 | EDF | FRAM | 1982-11 | 1990-6 | 1991-2 |  | 78.2 | 81.1 | - | Operational | 1990-06-01 | 1991-02-01
FRANCE | FR -62 | CHOOZ B-1 | PWR | N4 REP 1450 | 4270 | 1560 | 1500 | EDF | FRAM | 1984-1 | 1996-8 | 2000-5 |  | 73.7 | 77.3 | - | Operational | 1996-08-01 | 2000-05-01
FRANCE | FR -63 | PENLY-1 | PWR | P4 REP 1300 | 3817 | 1382 | 1330 | EDF | FRAM | 1982-9 | 1990-5 | 1990-12 |  | 76.9 | 78.3 | - | Operational | 1990-05-01 | 1990-12-01
FRANCE | FR -64 | PENLY-2 | PWR | P4 REP 1300 | 3817 | 1382 | 1330 | EDF | FRAM | 1984-8 | 1992-2 | 1992-11 |  | 80.7 | 82 | - | Operational | 1992-02-01 | 1992-11-01
FRANCE | FR -65 | CATTENOM-4 | PWR | P4 REP 1300 | 3817 | 1362 | 1300 | EDF | FRAM | 1983-9 | 1991-5 | 1992-1 |  | 80.2 | 82.7 | - | Operational | 1991-05-01 | 1992-01-01
FRANCE | FR -68 | GOLFECH-2 | PWR | P4 REP 1300 | 3817 | 1363 | 1310 | EDF | FRAM | 1984-10 | 1993-6 | 1994-3 |  | 81.5 | 83.4 | - | Operational | 1993-06-01 | 1994-03-01
FRANCE | FR -70 | CHOOZ B-2 | PWR | N4 REP 1450 | 4270 | 1560 | 1500 | EDF | FRAM | 1985-12 | 1997-4 | 2000-9 |  | 72 | 79.4 | - | Operational | 1997-04-01 | 2000-09-01
FRANCE | FR -72 | CIVAUX-1 | PWR | N4 REP 1450 | 4270 | 1561 | 1495 | EDF | FRAM | 1988-10 | 1997-12 | 2002-1 |  | 72.3 | 74.9 | - | Operational | 1997-12-01 | 2002-01-01
FRANCE | FR -73 | CIVAUX-2 | PWR | N4 REP 1450 | 4270 | 1561 | 1495 | EDF | FRAM | 1991-4 | 1999-12 | 2002-4 |  | 72.2 | 76.7 | - | Operational | 1999-12-01 | 2002-04-01
FRANCE | FR -74 | FLAMANVILLE-3 | PWR | EPR | 4300 | 1650 | 1630 | EDF | FRAM | 2007-12 | [6 empty] | Under construction
FRANCE | FR -9 | BUGEY-1 | GCR |  | 1954 | 555 | 540 | EDF | FRAM | 1965-12 | 1972-4 | 1972-7 | 1994-5 |  |  |  | Decomissioned | 1972-04-01 | 1972-07-01 | 1994-05-01 | 22.0959
FRANCE | FR -2 | CHINON A-1 | GCR |  | 300 | 80 | 70 | EDF | LEVIVIER | 1957-2 | 1963-6 | 1964-2 | 1973-4 |  |  |  | Decomissioned | 1963-06-01 | 1964-02-01 | 1973-04-01 | 9.8411
FRANCE | FR -3 | CHINON A-2 | GCR |  | 800 | 230 | 180 | EDF | LEVIVIER | 1959-8 | 1965-2 | 1965-2 | 1985-6 |  |  |  | Decomissioned | 1965-02-01 | 1965-02-01 | 1985-06-01 | 20.3425
FRANCE | FR -4 | CHINON A-3 | GCR |  | 1170 | 480 | 360 | EDF | GTM | 1961-3 | 1966-8 | 1966-8 | 1990-6 |  |  |  | Decomissioned | 1966-08-01 | 1966-08-01 | 1990-06-01 | 23.8493
FRANCE | FR -5 | CHOOZ-A (ARDENNES) | PWR |  | 1040 | 320 | 305 | SENA | A/F/W | 1962-1 | 1967-4 | 1967-4 | 1991-10 |  |  |  | Decomissioned | 1967-04-01 | 1967-04-01 | 1991-10-01 | 24.5178
FRANCE | FR -6 | EL-4 (MONTS D'ARREE) | HWGCR |  | 250 | 75 | 70 | EDF | GAAA | 1962-7 | 1967-7 | 1968-6 | 1985-7 |  |  |  | Decomissioned | 1967-07-01 | 1968-06-01 | 1985-07-01 | 18.0137
FRANCE | FR -11 | FESSENHEIM-1 | PWR |  | 2785 | 920 | 880 | EDF | FRAM | 1971-9 | 1977-4 | 1978-1 | 2020-2 |  |  |  | Decomissioned | 1977-04-01 | 1978-01-01 | 2020-02-01 | 42.8658
FRANCE | FR -12 | FESSENHEIM-2 | PWR |  | 2785 | 920 | 880 | EDF | FRAM | 1972-2 | 1977-10 | 1978-4 | 2020-6 |  |  |  | Decomissioned | 1977-10-01 | 1978-04-01 | 2020-06-01 | 42.6959
FRANCE | FR -1B | G-2 (MARCOULE) | GCR |  | 260 | 43 | 39 | COGEMA | SACM | 1955-3 | 1959-4 | 1959-4 | 1980-2 |  |  |  | Decomissioned | 1959-04-01 | 1959-04-01 | 1980-02-01 | 20.8521
FRANCE | FR -1 | G-3 (MARCOULE) | GCR |  | 260 | 43 | 40 | COGEMA | SACM | 1956-3 | 1960-4 | 1960-4 | 1984-6 |  |  |  | Decomissioned | 1960-04-01 | 1960-04-01 | 1984-06-01 | 24.1836
FRANCE | FR -10 | PHENIX | FBR |  | 345 | 142 | 130 | CEA/EDF | CNCLNEY | 1968-11 | 1973-12 | 1974-7 | 2010-2 |  |  |  | Decomissioned | 1973-12-01 | 1974-07-01 | 2010-02-01 | 36.1945
FRANCE | FR -7 | ST. LAURENT A-1 | GCR |  | 1650 | 500 | 390 | EDF | FRAM | 1963-10 | 1969-3 | 1969-6 | 1990-4 |  |  |  | Decomissioned | 1969-03-01 | 1969-06-01 | 1990-04-01 | 21.0986
FRANCE | FR -8 | ST. LAURENT A-2 | GCR |  | 1475 | 530 | 465 | EDF | FRAM | 1966-1 | 1971-8 | 1971-11 | 1992-5 |  |  |  | Decomissioned | 1971-08-01 | 1971-11-01 | 1992-05-01 | 20.7644
FRANCE | FR -24 | SUPER-PHENIX | FBR |  | 3000 | 1242 | 1200 | EDF | ASPALDO | 1976-12 | 1986-1 | 1986-12 | 1998-12 |  |  |  | Decomissioned | 1986-01-01 | 1986-12-01 | 1998-12-01 | 12.9233
GERMANY | DE -4 | AVR JUELICH | HTGR |  | 46 | 15 | 13 | AVR | BBK | 1961-8 | 1967-12 | 1969-5 | 1988-12 |  |  |  | Decomissioned | 1967-12-01 | 1969-05-01 | 1988-12-01 | 21.0164
GERMANY | DE -12 | BIBLIS-A | PWR |  | 3517 | 1225 | 1167 | RWE | KWU | 1970-1 | 1974-8 | 1975-2 | 2011-8 |  |  |  | Decomissioned | 1974-08-01 | 1975-02-01 | 2011-08-01 | 37.0247
GERMANY | DE -18 | BIBLIS-B | PWR |  | 3733 | 1300 | 1240 | RWE | KWU | 1972-2 | 1976-4 | 1977-1 | 2011-8 |  |  |  | Decomissioned | 1976-04-01 | 1977-01-01 | 2011-08-01 | 35.3562
GERMANY | DE -32 | BROKDORF | PWR |  | 3900 | 1480 | 1410 | PElektra | KWU | 1976-1 | 1986-10 | 1986-12 | 2021-12 |  |  |  | Decomissioned | 1986-10-01 | 1986-12-01 | 2021-12-01 | 35.1918
GERMANY | DE -13 | BRUNSBUETTEL | BWR |  | 2292 | 806 | 771 | KKB | KWU | 1970-4 | 1976-7 | 1977-2 | 2011-8 |  |  |  | Decomissioned | 1976-07-01 | 1977-02-01 | 2011-08-01 | 35.1068
GERMANY | DE -33 | EMSLAND | PWR |  | 3850 | 1406 | 1335 | KLE | KWU | 1982-8 | 1988-4 | 1988-6 | 2023-4 |  |  |  | Decomissioned | 1988-04-01 | 1988-06-01 | 2023-04-01 | 35.0219
GERMANY | DE -23 | GRAFENRHEINFELD | PWR |  | 3765 | 1345 | 1275 | E.ON | KWU | 1975-1 | 1981-12 | 1982-6 | 2015-6 |  |  |  | Decomissioned | 1981-12-01 | 1982-06-01 | 2015-06-01 | 33.5205
GERMANY | DE -502 | GREIFSWALD-1 | PWR |  | 1375 | 440 | 408 | EWN | AEE | 1970-3 | 1973-12 | 1974-7 | 1990-12 |  |  |  | Decomissioned | 1973-12-01 | 1974-07-01 | 1990-12-01 | 17.011
GERMANY | DE -503 | GREIFSWALD-2 | PWR |  | 1375 | 440 | 408 | EWN | AEE | 1970-3 | 1974-12 | 1975-4 | 1990-2 |  |  |  | Decomissioned | 1974-12-01 | 1975-04-01 | 1990-02-01 | 15.1808
GERMANY | DE -504 | GREIFSWALD-3 | PWR |  | 1375 | 440 | 408 | EWN | AEE | 1972-4 | 1977-10 | 1978-5 | 1990-2 |  |  |  | Decomissioned | 1977-10-01 | 1978-05-01 | 1990-02-01 | 12.3452
GERMANY | DE -505 | GREIFSWALD-4 | PWR |  | 1375 | 440 | 408 | EWN | AEE | 1972-4 | 1979-9 | 1979-11 | 1990-6 |  |  |  | Decomissioned | 1979-09-01 | 1979-11-01 | 1990-06-01 | 10.7562
GERMANY | DE -506 | GREIFSWALD-5 | PWR |  | 1375 | 440 | 408 | EWN | AEE | 1976-12 | 1989-4 | 1989-11 | 1989-11 |  |  |  | Decomissioned | 1989-04-01 | 1989-11-01 | 1989-11-01 | 0.5863
GERMANY | DE -27 | GROHNDE | PWR |  | 3900 | 1430 | 1360 | PElektra | KWU | 1976-6 | 1984-9 | 1985-2 | 2021-12 |  |  |  | Decomissioned | 1984-09-01 | 1985-02-01 | 2021-12-01 | 37.274
GERMANY | DE -3 | GUNDREMMINGEN-A | BWR |  | 801 | 250 | 237 | KGB | AEG,GE | 1962-12 | 1966-12 | 1967-4 | 1977-1 |  |  |  | Decomissioned | 1966-12-01 | 1967-04-01 | 1977-01-01 | 10.0932
GERMANY | DE -26 | GUNDREMMINGEN-B | BWR |  | 3840 | 1344 | 1284 | KGG | KWU | 1976-7 | 1984-3 | 1984-7 | 2017-12 |  |  |  | Decomissioned | 1984-03-01 | 1984-07-01 | 2017-12-01 | 33.7753
GERMANY | DE -28 | GUNDREMMINGEN-C | BWR |  | 3840 | 1344 | 1288 | KGG | KWU | 1976-7 | 1984-11 | 1985-1 | 2021-12 |  |  |  | Decomissioned | 1984-11-01 | 1985-01-01 | 2021-12-01 | 37.1068
GERMANY | DE -16 | ISAR-1 | BWR |  | 2575 | 912 | 878 | E.ON | KWU | 1972-5 | 1977-12 | 1979-3 | 2011-8 |  |  |  | Decomissioned | 1977-12-01 | 1979-03-01 | 2011-08-01 | 33.6877
GERMANY | DE -31 | ISAR-2 | PWR |  | 3950 | 1485 | 1410 | PElektra | KWU | 1982-9 | 1988-1 | 1988-4 | 2023-4 |  |  |  | Decomissioned | 1988-01-01 | 1988-04-01 | 2023-04-01 | 35.2712
GERMANY | DE -8 | KNK II | FBR |  | 58 | 21 | 17 | KBG | IA | 1974-9 | 1978-4 | 1979-3 | 1991-8 |  |  |  | Decomissioned | 1978-04-01 | 1979-03-01 | 1991-08-01 | 13.3425
GERMANY | DE -20 | KRUEMMEL | BWR |  | 3690 | 1402 | 1346 | KKK | KWU | 1974-4 | 1983-9 | 1984-3 | 2011-8 |  |  |  | Decomissioned | 1983-09-01 | 1984-03-01 | 2011-08-01 | 27.9342
GERMANY | DE -6 | LINGEN | BWR |  | 520 | 268 | 183 | KWL | AEG | 1964-10 | 1968-7 | 1968-10 | 1977-1 |  |  |  | Decomissioned | 1968-07-01 | 1968-10-01 | 1977-01-01 | 8.5096
GERMANY | DE -22 | MUELHEIM-KAERLICH | PWR |  | 3760 | 1302 | 1219 | KGG | BBR | 1975-1 | 1986-3 | 1987-8 | 1988-9 |  |  |  | Decomissioned | 1986-03-01 | 1987-08-01 | 1988-09-01 | 2.5068
GERMANY | DE -2 | MZFR | PHWR |  | 200 | 57 | 52 | KBG | SIEMENS | 1961-12 | 1966-3 | 1966-12 | 1984-5 |  |  |  | Decomissioned | 1966-03-01 | 1966-12-01 | 1984-05-01 | 18.1808
GERMANY | DE -15 | NECKARWESTHEIM-1 | PWR |  | 2497 | 840 | 785 | EnKK | KWU | 1972-2 | 1976-6 | 1976-12 | 2011-8 |  |  |  | Decomissioned | 1976-06-01 | 1976-12-01 | 2011-08-01 | 35.189
GERMANY | DE -44 | NECKARWESTHEIM-2 | PWR |  | 3850 | 1400 | 1310 | EnKK | KWU | 1982-11 | 1989-1 | 1989-4 | 2023-4 |  |  |  | Decomissioned | 1989-01-01 | 1989-04-01 | 2023-04-01 | 34.2685
GERMANY | DE -5 | OBRIGHEIM | PWR |  | 1050 | 357 | 340 | EnBW | SIEM,KWU | 1965-3 | 1968-10 | 1969-3 | 2005-5 |  |  |  | Decomissioned | 1968-10-01 | 1969-03-01 | 2005-05-01 | 36.6055
GERMANY | DE -14 | PHILIPPSBURG-1 | BWR |  | 2575 | 926 | 890 | EnKK | KWU | 1970-10 | 1979-5 | 1980-3 | 2011-8 |  |  |  | Decomissioned | 1979-05-01 | 1980-03-01 | 2011-08-01 | 32.274
GERMANY | DE -24 | PHILIPPSBURG-2 | PWR |  | 3950 | 1468 | 1402 | EnKK | KWU | 1977-7 | 1984-12 | 1985-4 | 2019-12 |  |  |  | Decomissioned | 1984-12-01 | 1985-04-01 | 2019-12-01 | 35.0219
GERMANY | DE -501 | RHEINSBERG | PWR |  | 265 | 70 | 62 | EWN | AEE | 1960-1 | 1966-5 | 1966-10 | 1990-6 |  |  |  | Decomissioned | 1966-05-01 | 1966-10-01 | 1990-06-01 | 24.1014
GERMANY | DE -10 | STADE | PWR |  | 1900 | 672 | 640 | E.ON | KWU | 1967-12 | 1972-1 | 1972-5 | 2003-11 |  |  |  | Decomissioned | 1972-01-01 | 1972-05-01 | 2003-11-01 | 31.8548
GERMANY | DE -19 | THTR-300 | HTGR |  | 760 | 308 | 296 | HKG | HRB | 1971-5 | 1985-11 | 1987-6 | 1988-9 |  |  |  | Decomissioned | 1985-11-01 | 1987-06-01 | 1988-09-01 | 2.8356
GERMANY | DE -17 | UNTERWESER | PWR |  | 3900 | 1410 | 1345 | E.ON | KWU | 1972-7 | 1978-9 | 1979-9 | 2011-8 |  |  |  | Decomissioned | 1978-09-01 | 1979-09-01 | 2011-08-01 | 32.937
GERMANY | DE -9 | WUERGASSEN | BWR |  | 1912 | 670 | 640 | PE | AEG,KWU | 1968-1 | 1971-12 | 1975-11 | 1994-8 |  |  |  | Decomissioned | 1971-12-01 | 1975-11-01 | 1994-08-01 | 22.6822
HUNGARY | HU -1 | PAKS-1 | PWR | VVER V-213 | 1485 | 509 | 479 | PAKS Zrt | AEE | 1974-8 | 1982-12 | 1983-8 |  | 86.7 | 86.9 | - | Operational | 1982-12-01 | 1983-08-01
HUNGARY | HU -2 | PAKS-2 | PWR | VVER V-213 | 1485 | 506 | 479 | PAKS Zrt | AEE | 1974-8 | 1984-9 | 1984-11 |  | 83.3 | 83.6 | DH | Operational | 1984-09-01 | 1984-11-01
HUNGARY | HU -3 | PAKS-3 | PWR | VVER V-213 | 1485 | 506 | 479 | PAKS Zrt | AEE | 1979-10 | 1986-9 | 1986-12 |  | 87.4 | 87.8 | DH | Operational | 1986-09-01 | 1986-12-01
HUNGARY | HU -4 | PAKS-4 | PWR | VVER V-213 | 1485 | 506 | 479 | PAKS Zrt | AEE | 1979-10 | 1987-8 | 1987-11 |  | 88.5 | 88.9 | DH | Operational | 1987-08-01 | 1987-11-01
HUNGARY | HU -5 | PAKS-5 | PWR | VVER V-527 | 3200 | 1265 | 1185 | PAKS II | AEM | [7 empty] | Planned construction
HUNGARY | HU -6 | PAKS-6 | PWR | VVER V-527 | 3200 | 1265 | 1185 | PAKS II | AEM | [7 empty] | Planned construction
INDIA | IN -10 | KAKRAPAR-2 | PHWR | Horizontal Pre | 801 | 220 | 202 | NPCIL | NPCIL | 1985-4 | 1995-3 | 1995-9 |  | 71.8 | 79.8 | - | Operational | 1995-03-01 | 1995-09-01
INDIA | IN -11 | RAJASTHAN-3 | PHWR | Horizontal Pre | 801 | 220 | 202 | NPCIL | NPCIL | 1990-2 | 2000-3 | 2000-6 |  | 76.8 | 86.3 | PH | Operational | 2000-03-01 | 2000-06-01
INDIA | IN -12 | RAJASTHAN-4 | PHWR | Horizontal Pre | 801 | 220 | 202 | NPCIL | NPCIL | 1990-10 | 2000-11 | 2000-12 |  | 81.9 | 91 | PH | Operational | 2000-11-01 | 2000-12-01
INDIA | IN -13 | KAIGA-1 | PHWR | Horizontal Pre | 801 | 220 | 202 | NPCIL | NPCIL | 1989-9 | 2000-10 | 2000-11 |  | 78.6 | 92 | - | Operational | 2000-10-01 | 2000-11-01
INDIA | IN -14 | KAIGA-2 | PHWR | Horizontal Pre | 801 | 220 | 202 | NPCIL | NPCIL | 1989-12 | 1999-12 | 2000-3 |  | 78.1 | 91 | - | Operational | 1999-12-01 | 2000-03-01
INDIA | IN -15 | KAIGA-3 | PHWR | Horizontal Pre | 800 | 220 | 202 | NPCIL | NPCIL | 2002-3 | 2007-4 | 2007-5 |  | 75.2 | 85.4 | - | Operational | 2007-04-01 | 2007-05-01
INDIA | IN -16 | KAIGA-4 | PHWR | Horizontal Pre | 800 | 220 | 202 | NPCIL | NPCIL | 2002-5 | 2011-1 | 2011-1 |  | 87.1 | 91.8 | - | Operational | 2011-01-01 | 2011-01-01
INDIA | IN -19 | RAJASTHAN-5 | PHWR | Horizontal Pre | 801 | 220 | 202 | NPCIL | NPCIL | 2002-9 | 2009-12 | 2010-2 |  | 90.4 | 90.7 | - | Operational | 2009-12-01 | 2010-02-01
INDIA | IN -20 | RAJASTHAN-6 | PHWR | Horizontal Pre | 801 | 220 | 202 | NPCIL | NPCIL | 2003-1 | 2010-3 | 2010-3 |  | 82.1 | 82.5 | - | Operational | 2010-03-01 | 2010-03-01
INDIA | IN -23 | TARAPUR-3 | PHWR | Horizontal Pre | 1730 | 540 | 490 | NPCIL | NPCIL | 2000-5 | 2006-6 | 2006-8 |  | 80.8 | 89.1 | - | Operational | 2006-06-01 | 2006-08-01
INDIA | IN -24 | TARAPUR-4 | PHWR | Horizontal Pre | 1730 | 540 | 490 | NPCIL | NPCIL | 2000-3 | 2005-6 | 2005-9 |  | 73.6 | 84.8 | - | Operational | 2005-06-01 | 2005-09-01
INDIA | IN -25 | KUDANKULAM-1 | PWR | VVER V-412 | 3000 | 1000 | 932 | NPCIL | MAEP | 2002-3 | 2013-10 | 2014-12 |  | 63.5 | 64.6 | - | Operational | 2013-10-01 | 2014-12-01
INDIA | IN -26 | KUDANKULAM-2 | PWR | VVER V-412 | 3000 | 1000 | 932 | NPCIL | MAEP | 2002-7 | 2016-8 | 2017-3 |  | 61.7 | 62.1 | - | Operational | 2016-08-01 | 2017-03-01
INDIA | IN -30 | KAKRAPAR-3 | PHWR | PHWR-700 | 2166 | 700 | 630 | NPCIL | NPCIL | 2010-11 | 2021-1 | 2023-6 |  | 94.6 | 94.6 | - | Operational | 2021-01-01 | 2023-06-01
INDIA | IN -4 | RAJASTHAN-2 | PHWR | Horizontal Pre | 693 | 200 | 187 | NPCIL | AECL/DAE | 1968-4 | 1980-11 | 1981-4 |  | 59.6 | 63.1 | PH | Operational | 1980-11-01 | 1981-04-01
INDIA | IN -6 | MADRAS-2 | PHWR | Horizontal Pre | 801 | 220 | 205 | NPCIL | NPCIL | 1972-10 | 1985-9 | 1986-3 |  | 63.7 | 74.2 | DS | Operational | 1985-09-01 | 1986-03-01
INDIA | IN -7 | NARORA-1 | PHWR | Horizontal Pre | 801 | 220 | 202 | NPCIL | NPCIL | 1976-12 | 1989-7 | 1991-1 |  | 64.2 | 74.7 | - | Operational | 1989-07-01 | 1991-01-01
INDIA | IN -8 | NARORA-2 | PHWR | Horizontal Pre | 801 | 220 | 202 | NPCIL | NPCIL | 1977-11 | 1992-1 | 1992-7 |  | 66 | 75.8 | - | Operational | 1992-01-01 | 1992-07-01
INDIA | IN -9 | KAKRAPAR-1 | PHWR | Horizontal Pre | 801 | 220 | 202 | NPCIL | NPCIL | 1984-12 | 1992-11 | 1993-5 |  | 64.4 | 69 | - | Operational | 1992-11-01 | 1993-05-01
INDIA | IN -33 | GORAKHPUR-1 | PHWR | PHWR-700 |  | 700 | 630 | NPCIL | [8 empty] | Planned construction
INDIA | IN -34 | GORAKHPUR-2 | PHWR | PHWR-700 |  | 700 | 630 | NPCIL | [8 empty] | Planned construction
INDIA | IN -17 | KAIGA-5 | PHWR |  | 2166 | 700 | 630 | NPCIL | NPCIL | [7 empty] | Planned construction
INDIA | IN -18 | KAIGA-6 | PHWR |  | 2166 | 700 | 630 | NPCIL | NPCIL | [7 empty] | Planned construction
INDIA | IN -31 | KAKRAPAR-4 | PHWR | PHWR-700 | 2166 | 700 | 630 | NPCIL | NPCIL | 2010-11 | 2024-2 | 2024-3 |  |  |  |  | Under construction | 2024-02-01 | 2024-03-01
INDIA | IN -35 | KUDANKULAM-3 | PWR | VVER V-412 | 3000 | 1000 | 917 | NPCIL | JSC ASE | 2017-6 | [6 empty] | Under construction
INDIA | IN -36 | KUDANKULAM-4 | PWR | VVER V-412 | 3000 | 1000 | 917 | NPCIL | JSC ASE | 2017-10 | [6 empty] | Under construction
INDIA | IN -37 | KUDANKULAM-5 | PWR | VVERV412 | 3000 | 1000 | 917 | NPCIL | JSC ASE | 2021-6 | [6 empty] | Under construction
INDIA | IN -38 | KUDANKULAM-6 | PWR | VVERV412 | 3000 | 1000 | 917 | NPCIL | JSC ASE | 2021-12 | [6 empty] | Under construction
INDIA | IN -29 | PFBR | FBR | Prototype | 1253 | 500 | 470 | BHAVINI |  | 2004-10 | [6 empty] | Under construction
INDIA | IN -21 | RAJASTHAN-7 | PHWR | Horizontal Pre | 2177 | 700 | 630 | NPCIL | NPCIL | 2011-7 | [6 empty] | Under construction
INDIA | IN -22 | RAJASTHAN-8 | PHWR | Horizontal Pre | 2177 | 700 | 630 | NPCIL | NPCIL | 2011-9 | [6 empty] | Under construction
INDIA | IN -5 | MADRAS-1 | PHWR | Horizontal Pre | 801 | 220 | 205 | NPCIL | NPCIL | 1971-1 | 1983-7 | 1984-1 | 2018-1 |  |  |  | Decomissioned | 1983-07-01 | 1984-01-01 | 2018-01-01 | 34.5288
INDIA | IN -3 | RAJASTHAN-1 | PHWR | Horizontal Pre | 346 | 100 | 134 | NPCIL | AECL | 1965-8 | 1972-11 | 1973-12 | 2004-10 |  |  |  | Decomissioned | 1972-11-01 | 1973-12-01 | 2004-10-01 | 31.937
INDIA | IN -1 | TARAPUR-1 | BWR | BWR-1 (Mark 2) | 530 | 160 | 150 | NPCIL | GE | 1964-10 | 1969-4 | 1969-10 | 2020-1 |  |  |  | Decomissioned | 1969-04-01 | 1969-10-01 | 2020-01-01 | 50.7863
INDIA | IN -2 | TARAPUR-2 | BWR | BWR-1 (Mark 2) | 530 | 160 | 150 | NPCIL | GE | 1964-10 | 1969-5 | 1969-10 | 2020-7 |  |  |  | Decomissioned | 1969-05-01 | 1969-10-01 | 2020-07-01 | 51.2027
IRAN,ISL.REP | IR -1 | BUSHEHR-1 | PWR | VVER V-446 | 3000 | 1000 | 915 | NPPDCO | JSC ASE | 1975-5 | 2011-9 | 2013-9 |  | 73.7 | 74.3 | - | Operational | 2011-09-01 | 2013-09-01
IRAN,ISL.REP | IR -5 | BUSHEHR-3 | PWR | VVER V-528 | 3000 | 1000 | 915 | NPPDCO | JSC ASE | [7 empty] | Planned construction
IRAN,ISL.REP | IR -9 | DARKHOVAIN | PWR | IR-360 | 1113 | 360 | 330 | NPPDCO | [8 empty] | Planned construction
IRAN,ISL.REP | IR -2 | BUSHEHR-2 | PWR | V-528 VVER-100 | 3012 | 1057 | 974 | NPPDCO | JSC ASE | 2019-9 | [6 empty] | Under construction
ITALY | IT -4 | CAORSO | BWR |  | 2651 | 882 | 860 | SOGIN | AMN/GETS | 1970-1 | 1978-5 | 1981-12 | 1990-7 |  |  |  | Decomissioned | 1978-05-01 | 1981-12-01 | 1990-07-01 | 12.1753
ITALY | IT -3 | ENRICO FERMI | PWR |  | 870 | 270 | 260 | SOGIN | EL/WEST | 1961-7 | 1964-10 | 1965-1 | 1990-7 |  |  |  | Decomissioned | 1964-10-01 | 1965-01-01 | 1990-07-01 | 25.7644
ITALY | IT -2 | GARIGLIANO | BWR |  | 506 | 160 | 150 | SOGIN | GE | 1959-11 | 1964-1 | 1964-6 | 1982-3 |  |  |  | Decomissioned | 1964-01-01 | 1964-06-01 | 1982-03-01 | 18.1753
ITALY | IT -1 | LATINA | GCR |  | 660 | 160 | 153 | SOGIN | TNPG | 1958-11 | 1963-5 | 1964-1 | 1987-12 |  |  |  | Decomissioned | 1963-05-01 | 1964-01-01 | 1987-12-01 | 24.6027
JAPAN | JP -13 | TAKAHAMA-2 | PWR | M (3-loop) | 2440 | 826 | 780 | KEPCO | MHI | 1971-3 | 1975-1 | 1975-11 |  | 68.9 | 69 | - | Operational | 1975-01-01 | 1975-11-01
JAPAN | JP -14 | MIHAMA-3 | PWR | M (3-loop) | 2440 | 826 | 780 | KEPCO | MHI | 1972-8 | 1976-2 | 1976-12 |  | 55 | 55 | - | Operational | 1976-02-01 | 1976-12-01
JAPAN | JP -28 | SENDAI-1 | PWR | M (3-loop) | 2660 | 890 | 846 | KYUSHU | MHI | 1979-12 | 1983-9 | 1984-7 |  | 72.4 | 72.4 | - | Operational | 1983-09-01 | 1984-07-01
JAPAN | JP -29 | TAKAHAMA-3 | PWR | M (3-loop) | 2660 | 870 | 830 | KEPCO | MHI | 1980-12 | 1984-5 | 1985-1 |  | 70.8 | 70.8 | DS | Operational | 1984-05-01 | 1985-01-01
JAPAN | JP -30 | TAKAHAMA-4 | PWR | M (3-loop) | 2660 | 870 | 830 | KEPCO | MHI | 1981-3 | 1984-11 | 1985-6 |  | 72 | 72 | DS | Operational | 1984-11-01 | 1985-06-01
JAPAN | JP -37 | SENDAI-2 | PWR | M (3-loop) | 2660 | 890 | 846 | KYUSHU | MHI | 1981-10 | 1985-4 | 1985-11 |  | 73.2 | 73.2 | - | Operational | 1985-04-01 | 1985-11-01
JAPAN | JP -45 | GENKAI-3 | PWR | M (4-loop) | 3423 | 1180 | 1127 | KYUSHU | MHI | 1988-6 | 1993-6 | 1994-3 |  | 62.3 | 62.3 | DS | Operational | 1993-06-01 | 1994-03-01
JAPAN | JP -46 | GENKAI-4 | PWR | M (4-loop) | 3423 | 1180 | 1127 | KYUSHU | MHI | 1992-7 | 1996-11 | 1997-7 |  | 63.6 | 63.6 | DS | Operational | 1996-11-01 | 1997-07-01
JAPAN | JP -47 | IKATA-3 | PWR | M (3-loop) | 2660 | 890 | 846 | SHIKOKU | MHI | 1990-10 | 1994-3 | 1994-12 |  | 65.7 | 65.7 | DS, DS | Operational | 1994-03-01 | 1994-12-01
JAPAN | JP -50 | OHI-3 | PWR | M (4-loop) | 3423 | 1180 | 1127 | KEPCO | MHI | 1987-10 | 1991-6 | 1991-12 |  | 65.7 | 65.8 | DS | Operational | 1991-06-01 | 1991-12-01
JAPAN | JP -51 | OHI-4 | PWR | M (4-loop) | 3423 | 1180 | 1127 | KEPCO | MHI | 1988-6 | 1992-6 | 1993-2 |  | 69.8 | 69.8 | DS | Operational | 1992-06-01 | 1993-02-01
JAPAN | JP -8 | TAKAHAMA-1 | PWR | M (3-loop) | 2440 | 826 | 780 | KEPCO | WH/MHI | 1970-4 | 1974-3 | 1974-11 |  | 69.8 | 69.8 | - | Operational | 1974-03-01 | 1974-11-01
JAPAN | JP -76 | HAMAOKA-6 | BWR | ABWR | 3926 | 1400 | 1350 | CHUBU | [8 empty] | Planned construction
JAPAN | JP -69 | HIGASHI DORI-1 (TEPCO) | BWR | ABWR | 3926 | 1385 | 1343 | TEPCO | H/G | [7 empty] | Planned construction
JAPAN | JP -74 | HIGASHI DORI-2 (TEPCO) | BWR | ABWR | 3926 | 1385 | 1343 | TEPCO | [8 empty] | Planned construction
JAPAN | JP -72 | HIGASHI DORI-2 (TOHOKU) | BWR | ABWR |  |  | 1067 | TOHOKU | [8 empty] | Planned construction
JAPAN | JP -62 | KAMINOSEKI-1 | BWR | ABWR | 3926 | 1373 | 1325 | CHUGOKU | [8 empty] | Planned construction
JAPAN | JP -63 | KAMINOSEKI-2 | BWR | ABWR | 3926 | 1373 | 1325 | CHUGOKU | [8 empty] | Planned construction
JAPAN | JP -75 | SENDAI-3 | PWR | APWR | 4466 | 1590 | 1590 | KYUSHU | [8 empty] | Planned construction
JAPAN | JP -67 | TSURUGA-3 | PWR | APWR | 4466 | 1538 | 1475 | JAPCO | MHI | [7 empty] | Planned construction
JAPAN | JP -68 | TSURUGA-4 | PWR | APWR | 4466 | 1538 | 1475 | JAPCO | MHI | [7 empty] | Planned construction
JAPAN | JP -66 | OHMA | BWR | ABWR | 3926 | 1383 | 1328 | EPDC | H/G | 2010-5 | [6 empty] | Under construction
JAPAN | JP -65 | SHIMANE-3 | BWR | ABWR | 3926 | 1373 | 1325 | CHUGOKU | HITACHI | 2006-10 | [6 empty] | Under construction
JAPAN | JP -36 | HAMAOKA-3 | BWR | BWR-5 | 3293 | 1100 | 1056 | CHUBU | TOSHIBA | 1983-4 | 1987-1 | 1987-8 | 2010-11 |  |  |  | Decomissioned | 1987-01-01 | 1987-08-01 | 2010-11-01 | 23.8493
JAPAN | JP -49 | HAMAOKA-4 | BWR | BWR-5 | 3293 | 1137 | 1092 | CHUBU | TOSHIBA | 1989-10 | 1993-1 | 1993-9 | 2011-5 |  |  |  | Decomissioned | 1993-01-01 | 1993-09-01 | 2011-05-01 | 18.3397
JAPAN | JP -60 | HAMAOKA-5 | BWR | ABWR | 3926 | 1380 | 1325 | CHUBU | TOSHIBA | 2000-7 | 2004-4 | 2005-1 | 2011-5 |  |  |  | Decomissioned | 2004-04-01 | 2005-01-01 | 2011-05-01 | 7.0849
JAPAN | JP -58 | HIGASHI DORI-1 (TOHOKU) | BWR | BWR-5 | 3293 | 1100 | 1067 | TOHOKU | TOSHIBA | 2000-11 | 2005-3 | 2005-12 | 2011-3 |  |  |  | Decomissioned | 2005-03-01 | 2005-12-01 | 2011-03-01 | 6.0027
JAPAN | JP -33 | KASHIWAZAKI KARIWA-1 | BWR | BWR-5 | 3293 | 1100 | 1067 | TEPCO | TOSHIBA | 1980-6 | 1985-2 | 1985-9 | 2011-8 |  |  |  | Decomissioned | 1985-02-01 | 1985-09-01 | 2011-08-01 | 26.5123
JAPAN | JP -39 | KASHIWAZAKI KARIWA-2 | BWR | BWR-5 | 3293 | 1100 | 1067 | TEPCO | TOSHIBA | 1985-11 | 1990-2 | 1990-9 | 2007-7 |  |  |  | Decomissioned | 1990-02-01 | 1990-09-01 | 2007-07-01 | 17.4219
JAPAN | JP -52 | KASHIWAZAKI KARIWA-3 | BWR | BWR-5 | 3293 | 1100 | 1067 | TEPCO | TOSHIBA | 1989-3 | 1992-12 | 1993-8 | 2007-9 |  |  |  | Decomissioned | 1992-12-01 | 1993-08-01 | 2007-09-01 | 14.7589
JAPAN | JP -53 | KASHIWAZAKI KARIWA-4 | BWR | BWR-5 | 3293 | 1100 | 1067 | TEPCO | HITACHI | 1990-3 | 1993-12 | 1994-8 | 2008-2 |  |  |  | Decomissioned | 1993-12-01 | 1994-08-01 | 2008-02-01 | 14.1781
JAPAN | JP -40 | KASHIWAZAKI KARIWA-5 | BWR | BWR-5 | 3293 | 1100 | 1067 | TEPCO | HITACHI | 1985-6 | 1989-9 | 1990-4 | 2012-1 |  |  |  | Decomissioned | 1989-09-01 | 1990-04-01 | 2012-01-01 | 22.3479
JAPAN | JP -55 | KASHIWAZAKI KARIWA-6 | BWR | ABWR | 3926 | 1356 | 1315 | TEPCO | TOSHIBA | 1992-11 | 1996-1 | 1996-11 | 2012-3 |  |  |  | Decomissioned | 1996-01-01 | 1996-11-01 | 2012-03-01 | 16.1753
JAPAN | JP -56 | KASHIWAZAKI KARIWA-7 | BWR | ABWR | 3926 | 1356 | 1315 | TEPCO | HITACHI | 1993-7 | 1996-12 | 1997-7 | 2011-8 |  |  |  | Decomissioned | 1996-12-01 | 1997-07-01 | 2011-08-01 | 14.674
JAPAN | JP -54 | ONAGAWA-2 | BWR | BWR-5 | 2436 | 825 | 796 | TOHOKU | TOSHIBA | 1991-4 | 1994-12 | 1995-7 | 2011-3 |  |  |  | Decomissioned | 1994-12-01 | 1995-07-01 | 2011-03-01 | 16.2575
JAPAN | JP -57 | ONAGAWA-3 | BWR | BWR-5 | 2436 | 825 | 796 | TOHOKU | TOSHIBA | 1998-1 | 2001-5 | 2002-1 | 2011-3 |  |  |  | Decomissioned | 2001-05-01 | 2002-01-01 | 2011-03-01 | 9.8384
JAPAN | JP -48 | SHIKA-1 | BWR | BWR-5 | 1593 | 540 | 505 | HOKURIKU | HITACHI | 1989-7 | 1993-1 | 1993-7 | 2011-3 |  |  |  | Decomissioned | 1993-01-01 | 1993-07-01 | 2011-03-01 | 18.1726
JAPAN | JP -59 | SHIKA-2 | BWR | ABWR | 3926 | 1206 | 1108 | HOKURIKU | HITACHI | 2001-8 | 2005-7 | 2006-3 | 2011-3 |  |  |  | Decomissioned | 2005-07-01 | 2006-03-01 | 2011-03-01 | 5.6685
JAPAN | JP -41 | SHIMANE-2 | BWR | BWR-5 | 2436 | 820 | 789 | CHUGOKU | HITACHI | 1985-2 | 1988-7 | 1989-2 | 2012-1 |  |  |  | Decomissioned | 1988-07-01 | 1989-02-01 | 2012-01-01 | 23.5178
JAPAN | JP -21 | TOKAI-2 | BWR | BWR-5 | 3293 | 1100 | 1060 | JAPCO | GE | 1973-10 | 1978-3 | 1978-11 | 2011-3 |  |  |  | Decomissioned | 1978-03-01 | 1978-11-01 | 2011-03-01 | 33.0219
JAPAN | JP -43 | TOMARI-1 | PWR | M (2-loop) | 1650 | 579 | 550 | HEPCO | MHI | 1985-4 | 1988-12 | 1989-6 | 2011-4 |  |  |  | Decomissioned | 1988-12-01 | 1989-06-01 | 2011-04-01 | 22.3452
JAPAN | JP -44 | TOMARI-2 | PWR | M (2-loop) | 1650 | 579 | 550 | HEPCO | MHI | 1985-6 | 1990-8 | 1991-4 | 2011-8 |  |  |  | Decomissioned | 1990-08-01 | 1991-04-01 | 2011-08-01 | 21.0137
JAPAN | JP -64 | TOMARI-3 | PWR | M (3-loop) | 2660 | 912 | 866 | HEPCO | MHI | 2004-11 | 2009-3 | 2009-12 | 2012-5 |  |  |  | Decomissioned | 2009-03-01 | 2009-12-01 | 2012-05-01 | 3.1699
JAPAN | JP -34 | TSURUGA-2 | PWR | M (4-loop) | 3411 | 1160 | 1108 | JAPCO | MHI | 1982-11 | 1986-6 | 1987-2 | 2011-5 |  |  |  | Decomissioned | 1986-06-01 | 1987-02-01 | 2011-05-01 | 24.9315
JAPAN | JP -20 | FUGEN ATR | HWLWR |  | 557 | 165 | 148 | JAEA | HITACHI | 1972-5 | 1978-7 | 1979-3 | 2003-3 |  |  |  | Decomissioned | 1978-07-01 | 1979-03-01 | 2003-03-01 | 24.6822
JAPAN | JP -5 | FUKUSHIMA-DAIICHI-1 | BWR |  | 1380 | 460 | 439 | TEPCO | GE/GETSC | 1967-7 | 1970-11 | 1971-3 | 2011-5 |  |  |  | Decomissioned | 1970-11-01 | 1971-03-01 | 2011-05-01 | 40.5233
JAPAN | JP -9 | FUKUSHIMA-DAIICHI-2 | BWR |  | 2381 | 784 | 760 | TEPCO | GE/T | 1969-6 | 1973-12 | 1974-7 | 2011-5 |  |  |  | Decomissioned | 1973-12-01 | 1974-07-01 | 2011-05-01 | 37.4384
JAPAN | JP -10 | FUKUSHIMA-DAIICHI-3 | BWR |  | 2381 | 784 | 760 | TEPCO | TOSHIBA | 1970-12 | 1974-10 | 1976-3 | 2011-5 |  |  |  | Decomissioned | 1974-10-01 | 1976-03-01 | 2011-05-01 | 36.6055
JAPAN | JP -16 | FUKUSHIMA-DAIICHI-4 | BWR |  | 2381 | 784 | 760 | TEPCO | HITACHI | 1973-2 | 1978-2 | 1978-10 | 2011-5 |  |  |  | Decomissioned | 1978-02-01 | 1978-10-01 | 2011-05-01 | 33.2658
JAPAN | JP -17 | FUKUSHIMA-DAIICHI-5 | BWR |  | 2381 | 784 | 760 | TEPCO | TOSHIBA | 1972-5 | 1977-9 | 1978-4 | 2013-12 |  |  |  | Decomissioned | 1977-09-01 | 1978-04-01 | 2013-12-01 | 36.274
JAPAN | JP -18 | FUKUSHIMA-DAIICHI-6 | BWR |  | 3293 | 1100 | 1067 | TEPCO | GE/T | 1973-10 | 1979-5 | 1979-10 | 2013-12 |  |  |  | Decomissioned | 1979-05-01 | 1979-10-01 | 2013-12-01 | 34.611
JAPAN | JP -25 | FUKUSHIMA-DAINI-1 | BWR |  | 3293 | 1100 | 1067 | TEPCO | TOSHIBA | 1976-3 | 1981-7 | 1982-4 | 2019-9 |  |  |  | Decomissioned | 1981-07-01 | 1982-04-01 | 2019-09-01 | 38.1945
JAPAN | JP -26 | FUKUSHIMA-DAINI-2 | BWR |  | 3293 | 1100 | 1067 | TEPCO | HITACHI | 1979-5 | 1983-6 | 1984-2 | 2019-9 |  |  |  | Decomissioned | 1983-06-01 | 1984-02-01 | 2019-09-01 | 36.2767
JAPAN | JP -35 | FUKUSHIMA-DAINI-3 | BWR |  | 3293 | 1100 | 1067 | TEPCO | TOSHIBA | 1981-3 | 1984-12 | 1985-6 | 2019-9 |  |  |  | Decomissioned | 1984-12-01 | 1985-06-01 | 2019-09-01 | 34.7726
JAPAN | JP -38 | FUKUSHIMA-DAINI-4 | BWR |  | 3293 | 1100 | 1067 | TEPCO | HITACHI | 1981-5 | 1986-12 | 1987-8 | 2019-9 |  |  |  | Decomissioned | 1986-12-01 | 1987-08-01 | 2019-09-01 | 32.7726
JAPAN | JP -12 | GENKAI-1 | PWR |  | 1650 | 559 | 529 | KYUSHU | MHI | 1971-9 | 1975-2 | 1975-10 | 2015-4 |  |  |  | Decomissioned | 1975-02-01 | 1975-10-01 | 2015-04-01 | 40.189
JAPAN | JP -27 | GENKAI-2 | PWR |  | 1650 | 559 | 529 | KYUSHU | MHI | 1977-2 | 1980-6 | 1981-3 | 2019-4 |  |  |  | Decomissioned | 1980-06-01 | 1981-03-01 | 2019-04-01 | 38.8575
JAPAN | JP -11 | HAMAOKA-1 | BWR |  | 1593 | 540 | 515 | CHUBU | TOSHIBA | 1971-6 | 1974-8 | 1976-3 | 2009-1 |  |  |  | Decomissioned | 1974-08-01 | 1976-03-01 | 2009-01-01 | 34.4438
JAPAN | JP -24 | HAMAOKA-2 | BWR |  | 2436 | 840 | 806 | CHUBU | TOSHIBA | 1974-6 | 1978-5 | 1978-11 | 2009-1 |  |  |  | Decomissioned | 1978-05-01 | 1978-11-01 | 2009-01-01 | 30.6932
JAPAN | JP -23 | IKATA-1 | PWR |  | 1650 | 566 | 538 | SHIKOKU | MHI | 1973-9 | 1977-2 | 1977-9 | 2016-5 |  |  |  | Decomissioned | 1977-02-01 | 1977-09-01 | 2016-05-01 | 39.2712
JAPAN | JP -32 | IKATA-2 | PWR |  | 1650 | 566 | 538 | SHIKOKU | MHI | 1978-8 | 1981-8 | 1982-3 | 2018-5 |  |  |  | Decomissioned | 1981-08-01 | 1982-03-01 | 2018-05-01 | 36.7726
JAPAN | JP -1 | JPDR | BWR |  | 90 | 13 | 12 | JAEA | GE | 1960-12 | 1963-10 | 1965-3 | 1976-3 |  |  |  | Decomissioned | 1963-10-01 | 1965-03-01 | 1976-03-01 | 12.4247
JAPAN | JP -4 | MIHAMA-1 | PWR |  | 1031 | 340 | 320 | KEPCO | WH | 1967-2 | 1970-8 | 1970-11 | 2015-4 |  |  |  | Decomissioned | 1970-08-01 | 1970-11-01 | 2015-04-01 | 44.6959
JAPAN | JP -6 | MIHAMA-2 | PWR |  | 1456 | 500 | 470 | KEPCO | MHI | 1968-5 | 1972-4 | 1972-7 | 2015-4 |  |  |  | Decomissioned | 1972-04-01 | 1972-07-01 | 2015-04-01 | 43.0274
JAPAN | JP -31 | MONJU | FBR |  | 714 | 280 | 246 | JAEA | T/H/F/M | 1986-5 | 1995-8 |  | 2017-12 |  |  |  | Decomissioned | 1995-08-01 |  | 2017-12-01 | 22.3507
JAPAN | JP -15 | OHI-1 | PWR |  | 3423 | 1175 | 1120 | KEPCO | WH | 1972-10 | 1977-12 | 1979-3 | 2018-3 |  |  |  | Decomissioned | 1977-12-01 | 1979-03-01 | 2018-03-01 | 40.274
JAPAN | JP -19 | OHI-2 | PWR |  | 3423 | 1175 | 1120 | KEPCO | WH | 1972-12 | 1978-10 | 1979-12 | 2018-3 |  |  |  | Decomissioned | 1978-10-01 | 1979-12-01 | 2018-03-01 | 39.4411
JAPAN | JP -22 | ONAGAWA-1 | BWR |  | 1593 | 524 | 498 | TOHOKU | TOSHIBA | 1980-7 | 1983-11 | 1984-6 | 2018-12 |  |  |  | Decomissioned | 1983-11-01 | 1984-06-01 | 2018-12-01 | 35.1068
JAPAN | JP -7 | SHIMANE-1 | BWR |  | 1380 | 460 | 439 | CHUGOKU | HITACHI | 1970-7 | 1973-12 | 1974-3 | 2015-4 |  |  |  | Decomissioned | 1973-12-01 | 1974-03-01 | 2015-04-01 | 41.3589
JAPAN | JP -2 | TOKAI-1 | GCR |  | 587 | 166 | 137 | JAPCO | GEC | 1961-3 | 1965-11 | 1966-7 | 1998-3 |  |  |  | Decomissioned | 1965-11-01 | 1966-07-01 | 1998-03-01 | 32.3507
JAPAN | JP -3 | TSURUGA-1 | BWR |  | 1070 | 357 | 340 | JAPCO | GE | 1966-11 | 1969-11 | 1970-3 | 2015-4 |  |  |  | Decomissioned | 1969-11-01 | 1970-03-01 | 2015-04-01 | 45.4438
JAPAN | JP -20 | FUGEN ATR | HWLWR |  | 557 | 165 | 148 | JAEA | HITACHI | 1972-5 | 1978-7 | 1979-3 | 2003-3 |  |  |  | Shutdown | 1978-07-01 | 1979-03-01 | 2003-03-01 | 24.6822
JAPAN | JP -5 | FUKUSHIMA-DAIICHI-1 | BWR |  | 1380 | 460 | 439 | TEPCO | GE/GETSC | 1967-7 | 1970-11 | 1971-3 | 2011-5 |  |  |  | Shutdown | 1970-11-01 | 1971-03-01 | 2011-05-01 | 40.5233
JAPAN | JP -9 | FUKUSHIMA-DAIICHI-2 | BWR |  | 2381 | 784 | 760 | TEPCO | GE/T | 1969-6 | 1973-12 | 1974-7 | 2011-5 |  |  |  | Shutdown | 1973-12-01 | 1974-07-01 | 2011-05-01 | 37.4384
JAPAN | JP -10 | FUKUSHIMA-DAIICHI-3 | BWR |  | 2381 | 784 | 760 | TEPCO | TOSHIBA | 1970-12 | 1974-10 | 1976-3 | 2011-5 |  |  |  | Shutdown | 1974-10-01 | 1976-03-01 | 2011-05-01 | 36.6055
JAPAN | JP -16 | FUKUSHIMA-DAIICHI-4 | BWR |  | 2381 | 784 | 760 | TEPCO | HITACHI | 1973-2 | 1978-2 | 1978-10 | 2011-5 |  |  |  | Shutdown | 1978-02-01 | 1978-10-01 | 2011-05-01 | 33.2658
JAPAN | JP -17 | FUKUSHIMA-DAIICHI-5 | BWR |  | 2381 | 784 | 760 | TEPCO | TOSHIBA | 1972-5 | 1977-9 | 1978-4 | 2013-12 |  |  |  | Shutdown | 1977-09-01 | 1978-04-01 | 2013-12-01 | 36.274
JAPAN | JP -18 | FUKUSHIMA-DAIICHI-6 | BWR |  | 3293 | 1100 | 1067 | TEPCO | GE/T | 1973-10 | 1979-5 | 1979-10 | 2013-12 |  |  |  | Shutdown | 1979-05-01 | 1979-10-01 | 2013-12-01 | 34.611
JAPAN | JP -25 | FUKUSHIMA-DAINI-1 | BWR |  | 3293 | 1100 | 1067 | TEPCO | TOSHIBA | 1976-3 | 1981-7 | 1982-4 | 2019-9 |  |  |  | Shutdown | 1981-07-01 | 1982-04-01 | 2019-09-01 | 38.1945
JAPAN | JP -26 | FUKUSHIMA-DAINI-2 | BWR |  | 3293 | 1100 | 1067 | TEPCO | HITACHI | 1979-5 | 1983-6 | 1984-2 | 2019-9 |  |  |  | Shutdown | 1983-06-01 | 1984-02-01 | 2019-09-01 | 36.2767
JAPAN | JP -35 | FUKUSHIMA-DAINI-3 | BWR |  | 3293 | 1100 | 1067 | TEPCO | TOSHIBA | 1981-3 | 1984-12 | 1985-6 | 2019-9 |  |  |  | Shutdown | 1984-12-01 | 1985-06-01 | 2019-09-01 | 34.7726
JAPAN | JP -38 | FUKUSHIMA-DAINI-4 | BWR |  | 3293 | 1100 | 1067 | TEPCO | HITACHI | 1981-5 | 1986-12 | 1987-8 | 2019-9 |  |  |  | Shutdown | 1986-12-01 | 1987-08-01 | 2019-09-01 | 32.7726
JAPAN | JP -12 | GENKAI-1 | PWR |  | 1650 | 559 | 529 | KYUSHU | MHI | 1971-9 | 1975-2 | 1975-10 | 2015-4 |  |  |  | Shutdown | 1975-02-01 | 1975-10-01 | 2015-04-01 | 40.189
JAPAN | JP -27 | GENKAI-2 | PWR |  | 1650 | 559 | 529 | KYUSHU | MHI | 1977-2 | 1980-6 | 1981-3 | 2019-4 |  |  |  | Shutdown | 1980-06-01 | 1981-03-01 | 2019-04-01 | 38.8575
JAPAN | JP -11 | HAMAOKA-1 | BWR |  | 1593 | 540 | 515 | CHUBU | TOSHIBA | 1971-6 | 1974-8 | 1976-3 | 2009-1 |  |  |  | Shutdown | 1974-08-01 | 1976-03-01 | 2009-01-01 | 34.4438
JAPAN | JP -24 | HAMAOKA-2 | BWR |  | 2436 | 840 | 806 | CHUBU | TOSHIBA | 1974-6 | 1978-5 | 1978-11 | 2009-1 |  |  |  | Shutdown | 1978-05-01 | 1978-11-01 | 2009-01-01 | 30.6932
JAPAN | JP -23 | IKATA-1 | PWR |  | 1650 | 566 | 538 | SHIKOKU | MHI | 1973-9 | 1977-2 | 1977-9 | 2016-5 |  |  |  | Shutdown | 1977-02-01 | 1977-09-01 | 2016-05-01 | 39.2712
JAPAN | JP -32 | IKATA-2 | PWR |  | 1650 | 566 | 538 | SHIKOKU | MHI | 1978-8 | 1981-8 | 1982-3 | 2018-5 |  |  |  | Shutdown | 1981-08-01 | 1982-03-01 | 2018-05-01 | 36.7726
JAPAN | JP -1 | JPDR | BWR |  | 90 | 13 | 12 | JAEA | GE | 1960-12 | 1963-10 | 1965-3 | 1976-3 |  |  |  | Shutdown | 1963-10-01 | 1965-03-01 | 1976-03-01 | 12.4247
JAPAN | JP -4 | MIHAMA-1 | PWR |  | 1031 | 340 | 320 | KEPCO | WH | 1967-2 | 1970-8 | 1970-11 | 2015-4 |  |  |  | Shutdown | 1970-08-01 | 1970-11-01 | 2015-04-01 | 44.6959
JAPAN | JP -6 | MIHAMA-2 | PWR |  | 1456 | 500 | 470 | KEPCO | MHI | 1968-5 | 1972-4 | 1972-7 | 2015-4 |  |  |  | Shutdown | 1972-04-01 | 1972-07-01 | 2015-04-01 | 43.0274
JAPAN | JP -31 | MONJU | FBR |  | 714 | 280 | 246 | JAEA | T/H/F/M | 1986-5 | 1995-8 |  | 2017-12 |  |  |  | Shutdown | 1995-08-01 |  | 2017-12-01 | 22.3507
JAPAN | JP -15 | OHI-1 | PWR |  | 3423 | 1175 | 1120 | KEPCO | WH | 1972-10 | 1977-12 | 1979-3 | 2018-3 |  |  |  | Shutdown | 1977-12-01 | 1979-03-01 | 2018-03-01 | 40.274
JAPAN | JP -19 | OHI-2 | PWR |  | 3423 | 1175 | 1120 | KEPCO | WH | 1972-12 | 1978-10 | 1979-12 | 2018-3 |  |  |  | Shutdown | 1978-10-01 | 1979-12-01 | 2018-03-01 | 39.4411
JAPAN | JP -22 | ONAGAWA-1 | BWR |  | 1593 | 524 | 498 | TOHOKU | TOSHIBA | 1980-7 | 1983-11 | 1984-6 | 2018-12 |  |  |  | Shutdown | 1983-11-01 | 1984-06-01 | 2018-12-01 | 35.1068
JAPAN | JP -7 | SHIMANE-1 | BWR |  | 1380 | 460 | 439 | CHUGOKU | HITACHI | 1970-7 | 1973-12 | 1974-3 | 2015-4 |  |  |  | Shutdown | 1973-12-01 | 1974-03-01 | 2015-04-01 | 41.3589
JAPAN | JP -2 | TOKAI-1 | GCR |  | 587 | 166 | 137 | JAPCO | GEC | 1961-3 | 1965-11 | 1966-7 | 1998-3 |  |  |  | Shutdown | 1965-11-01 | 1966-07-01 | 1998-03-01 | 32.3507
JAPAN | JP -3 | TSURUGA-1 | BWR |  | 1070 | 357 | 340 | JAPCO | GE | 1966-11 | 1969-11 | 1970-3 | 2015-4 |  |  |  | Shutdown | 1969-11-01 | 1970-03-01 | 2015-04-01 | 45.4438
KAZAKHSTAN | KZ -10 | AKTAU | FBR |  | 1000 | 90 | 52 | MAEC-KAZ | MAEC-KAZ | 1964-10 | 1973-7 | 1973-7 | 1999-4 |  |  |  | Decomissioned | 1973-07-01 | 1973-07-01 | 1999-04-01 | 25.7671
KAZAKHSTAN | KZ -10 | AKTAU | FBR |  | 1000 | 90 | 52 | MAEC-KAZ | MAEC-KAZ | 1964-10 | 1973-7 | 1973-7 | 1999-4 | 86.2 | 86.5 | - | Operational | 1973-07-01 | 1973-07-01 | 1999-04-01 | 25.7671
KOREA,REP.OF | KR -10 | HANUL-2 | PWR | France CPI | 2775 | 1011 | 967 | KHNP | FRAM | 1983-7 | 1989-4 | 1989-9 |  | 78.5 | 78.6 | - | Operational | 1989-04-01 | 1989-09-01
KOREA,REP.OF | KR -11 | HANBIT-3 | PWR | OPR-1000 | 2825 | 1041 | 986 | KHNP | DHICKAEC | 1989-12 | 1994-10 | 1995-3 |  | 71.4 | 71.5 | - | Operational | 1994-10-01 | 1995-03-01
KOREA,REP.OF | KR -12 | HANBIT-4 | PWR | OPR-1000 | 2825 | 1041 | 970 | KHNP | DHICKAEC | 1990-5 | 1995-7 | 1996-1 |  | 85.2 | 85.4 | - | Operational | 1995-07-01 | 1996-01-01
KOREA,REP.OF | KR -13 | HANUL-3 | PWR | OPR-1000 | 2825 | 1051 | 997 | KHNP | DHICKOPC | 1993-7 | 1998-1 | 1998-8 |  | 80.7 | 80.8 | - | Operational | 1998-01-01 | 1998-08-01
KOREA,REP.OF | KR -14 | HANUL-4 | PWR | OPR-1000 | 2825 | 1052 | 999 | KHNP | DHICKOPC | 1993-11 | 1998-12 | 1999-12 |  | 85.4 | 86.7 | - | Operational | 1998-12-01 | 1999-12-01
KOREA,REP.OF | KR -15 | WOLSONG-3 | PHWR | CANDU 6 | 2061 | 624 | 601 | KHNP | AECL/DHI | 1994-3 | 1998-3 | 1998-7 |  | 90.6 | 91.4 | - | Operational | 1998-03-01 | 1998-07-01
KOREA,REP.OF | KR -16 | WOLSONG-4 | PHWR | CANDU 6 | 2061 | 589 | 567 | KHNP | AECL/DHI | 1994-7 | 1999-5 | 1999-10 |  | 78.5 | 78.7 | - | Operational | 1999-05-01 | 1999-10-01
KOREA,REP.OF | KR -17 | HANBIT-5 | PWR | OPR-1000 | 2825 | 1051 | 992 | KHNP | DHICKOPC | 1997-6 | 2001-12 | 2002-5 |  | 84.8 | 85.1 | - | Operational | 2001-12-01 | 2002-05-01
KOREA,REP.OF | KR -18 | HANBIT-6 | PWR | OPR-1000 | 2825 | 1053 | 993 | KHNP | DHICKOPC | 1997-11 | 2002-9 | 2002-12 |  | 88.2 | 88.4 | - | Operational | 2002-09-01 | 2002-12-01
KOREA,REP.OF | KR -19 | HANUL-5 | PWR | OPR-1000 | 2825 | 1049 | 998 | KHNP | DHICKOPC | 1999-10 | 2003-12 | 2004-7 |  | 82.5 | 82.8 | - | Operational | 2003-12-01 | 2004-07-01
KOREA,REP.OF | KR -2 | KORI-2 | PWR | WH F | 1882 | 681 | 640 | KHNP | WH | 1977-12 | 1983-4 | 1983-7 |  | 88.5 | 88.6 | - | Operational | 1983-04-01 | 1983-07-01
KOREA,REP.OF | KR -20 | HANUL-6 | PWR | OPR-1000 | 2825 | 1049 | 997 | KHNP | DHICKOPC | 2000-9 | 2005-1 | 2005-4 |  | 77 | 78 | - | Operational | 2005-01-01 | 2005-04-01
KOREA,REP.OF | KR -21 | SHIN-KORI-1 | PWR | OPR-1000 | 2825 | 1048 | 996 | KHNP | DHICKOPC | 2006-6 | 2010-8 | 2011-2 |  | 83.9 | 84.9 | - | Operational | 2010-08-01 | 2011-02-01
KOREA,REP.OF | KR -22 | SHIN-KORI-2 | PWR | OPR-1000 | 2825 | 1047 | 996 | KHNP | DHICKOPC | 2007-6 | 2012-1 | 2012-7 |  | 82.8 | 83.1 | - | Operational | 2012-01-01 | 2012-07-01
KOREA,REP.OF | KR -23 | SHIN-WOLSONG-1 | PWR | OPR-1000 | 2825 | 1048 | 997 | KHNP | DHICKOPC | 2007-11 | 2012-1 | 2012-7 |  | 85.3 | 85.5 | - | Operational | 2012-01-01 | 2012-07-01
KOREA,REP.OF | KR -24 | SHIN-WOLSONG-2 | PWR | OPR-1000 | 2825 | 1048 | 993 | KHNP | DHICKOPC | 2008-9 | 2015-2 | 2015-7 |  | 79.2 | 79.3 | - | Operational | 2015-02-01 | 2015-07-01
KOREA,REP.OF | KR -25 | SAEUL-1 | PWR | APR-1400 | 3983 | 1488 | 1416 | KHNP | DHICKOPC | 2008-10 | 2016-1 | 2016-12 |  | 84.1 | 84.3 | - | Operational | 2016-01-01 | 2016-12-01
KOREA,REP.OF | KR -26 | SAEUL-2 | PWR | APR-1400 | 3983 | 1491 | 1418 | KHNP | DHICKOPC | 2009-8 | 2019-4 | 2019-8 |  | 99.3 | 99.7 | - | Operational | 2019-04-01 | 2019-08-01
KOREA,REP.OF | KR -27 | SHIN-HANUL-1 | PWR | APR-1400 | 3983 | 1455 | 1414 | KHNP | DHICKOPC | 2012-7 | 2022-6 | 2022-12 |  | 0 | 0 | - | Operational | 2022-06-01 | 2022-12-01
KOREA,REP.OF | KR -28 | SHIN-HANUL-2 | PWR | APR-1400 | 3983 | 1455 | 1340 | KHNP | DHICKOPC | 2013-6 | 2023-12 | 2024-4 |  | 87.8 | 88.9 | - | Operational | 2023-12-01 | 2024-04-01
KOREA,REP.OF | KR -4 | WOLSONG-2 | PHWR | CANDU 6 | 2061 | 599 | 576 | KHNP | AECL/DHI | 1992-9 | 1997-4 | 1997-7 |  | 82.2 | 82.5 | - | Operational | 1997-04-01 | 1997-07-01
KOREA,REP.OF | KR -5 | KORI-3 | PWR | WH F | 2912 | 1046 | 1011 | KHNP | WH | 1979-10 | 1985-1 | 1985-9 |  | 83 | 83.4 | - | Operational | 1985-01-01 | 1985-09-01
KOREA,REP.OF | KR -6 | KORI-4 | PWR | WH F | 2912 | 1046 | 1012 | KHNP | WH | 1980-4 | 1985-12 | 1986-4 |  | 83.9 | 84.3 | - | Operational | 1985-12-01 | 1986-04-01
KOREA,REP.OF | KR -7 | HANBIT-1 | PWR | WH F | 2787 | 1025 | 995 | KHNP | WH | 1981-6 | 1986-3 | 1986-8 |  | 82.3 | 82.5 | - | Operational | 1986-03-01 | 1986-08-01
KOREA,REP.OF | KR -8 | HANBIT-2 | PWR | WH F | 2787 | 1024 | 988 | KHNP | WH | 1981-12 | 1986-11 | 1987-6 |  | 85.2 | 85.6 | - | Operational | 1986-11-01 | 1987-06-01
KOREA,REP.OF | KR -9 | HANUL-1 | PWR | France CPI | 2775 | 1014 | 966 | KHNP | FRAM | 1983-1 | 1988-4 | 1988-9 |  |  |  |  | Under construction | 1988-04-01 | 1988-09-01
KOREA,REP.OF | KR -29 | SAEUL-3 | PWR | APR-1400 | 3983 | 1400 | 1340 | KHNP | DHICKOPC | 2017-4 | [6 empty] | Under construction
KOREA,REP.OF | KR -30 | SAEUL-4 | PWR | APR-1400 | 3983 | 1400 | 1340 | KHNP | DHICKOPC | 2018-9 | [6 empty] | Decomissioned
KOREA,REP.OF | KR -1 | KORI-1 | PWR |  | 1729 | 607 | 576 | KHNP | WH | 1972-8 | 1977-6 | 1978-4 | 2017-6 |  |  |  | Decomissioned | 1977-06-01 | 1978-04-01 | 2017-06-01 | 40.0274
KOREA,REP.OF | KR -3 | WOLSONG-1 | PHWR |  | 2061 | 683 | 661 | KHNP | AECL | 1977-10 | 1982-12 | 1983-4 | 2019-12 |  |  |  | Decomissioned | 1982-12-01 | 1983-04-01 | 2019-12-01 | 37.0247
LITHUANIA | LT -46 | IGNALINA-1 | LWGR |  | 4800 | 1300 | 1185 | INPP | MAEP | 1977-5 | 1983-12 | 1985-5 | 2004-12 |  |  |  | Decomissioned | 1983-12-01 | 1985-05-01 | 2004-12-01 | 21.0164
LITHUANIA | LT -47 | IGNALINA-2 | LWGR |  | 4800 | 1300 | 1185 | INPP | MAEP | 1978-1 | 1987-8 | 1987-12 | 2009-12 |  |  |  | Decomissioned | 1987-08-01 | 1987-12-01 | 2009-12-01 | 22.3507
MEXICO | MX -1 | LAGUNA VERDE-1 | BWR | BWR-5 | 2317 | 805 | 777 | CFE | GE | 1976-9 | 1989-4 | 1990-7 |  | 80.4 | 81.8 | - | Operational | 1989-04-01 | 1990-07-01
MEXICO | MX -2 | LAGUNA VERDE-2 | BWR | BWR-5 | 2317 | 803 | 775 | CFE | GE | 1977-6 | 1994-11 | 1995-4 |  | 83.1 | 84.1 | - | Operational | 1994-11-01 | 1995-04-01
NETHERLANDS | NL -2 | BORSSELE | PWR | KWU 2LP | 1366 | 515 | 482 | EPZ | S/KWU | 1969-7 | 1973-7 | 1973-10 |  | 85.1 | 85.6 | - | Operational | 1973-07-01 | 1973-10-01
NETHERLANDS | NL -1 | DODEWAARD | BWR |  | 183 | 60 | 55 | BV GKN | RDM | 1965-5 | 1968-10 | 1969-3 | 1997-3 |  |  |  | Decomissioned | 1968-10-01 | 1969-03-01 | 1997-03-01 | 28.4329
PAKISTAN | PK -2 | CHASNUPP-1 | PWR | CNP-300 | 999 | 325 | 300 | PAEC | CNNC | 1993-8 | 2000-6 | 2000-9 |  | 79 | 79.6 | - | Operational | 2000-06-01 | 2000-09-01
PAKISTAN | PK -3 | CHASNUPP-2 | PWR | CNP-300 | 999 | 325 | 300 | PAEC | CNNC | 2005-12 | 2011-3 | 2011-5 |  | 86.9 | 87.3 | - | Operational | 2011-03-01 | 2011-05-01
PAKISTAN | PK -4 | CHASNUPP-3 | PWR | CNP-300 | 999 | 340 | 315 | PAEC | CNNC | 2011-5 | 2016-10 | 2016-12 |  | 88.2 | 89.7 | - | Operational | 2016-10-01 | 2016-12-01
PAKISTAN | PK -5 | CHASNUPP-4 | PWR | CNP-300 | 999 | 340 | 313 | PAEC | CNNC | 2011-12 | 2017-6 | 2017-9 |  | 90.2 | 91.4 | - | Operational | 2017-06-01 | 2017-09-01
PAKISTAN | PK -6 | KANUPP-2 | PWR | ACP-1000 | 3060 | 1100 | 1017 | PAEC | CZEC | 2015-8 | 2021-3 | 2021-5 |  | 77.2 | 79.2 | - | Operational | 2021-03-01 | 2021-05-01
PAKISTAN | PK -7 | KANUPP-3 | PWR | ACP-1000 | 3060 | 1100 | 1017 | PAEC | CZEC | 2016-5 | 2022-3 | 2022-4 |  | 90.6 | 90.9 | - | Operational | 2022-03-01 | 2022-04-01
PAKISTAN | PK -1 | KANUPP-1 | PHWR |  | 337 | 100 | 90 | PAEC | CGE | 1966-8 | 1971-10 | 1972-12 | 2021-8 |  |  |  | Decomissioned | 1971-10-01 | 1972-12-01 | 2021-08-01 | 49.8685
ROMANIA | RO -1 | CERNAVODA-1 | PHWR | CANDU 6 | 2180 | 706 | 650 | SNN | AECL | 1983-3 | 1996-7 | 1996-12 |  | 89.7 | 90.9 | DH | Operational | 1996-07-01 | 1996-12-01
ROMANIA | RO -2 | CERNAVODA-2 | PHWR | CANDU 6 | 2180 | 705 | 650 | SNN | AECL | 1983-7 | 2007-8 | 2007-11 |  | 93.5 | 94.3 | DH | Operational | 2007-08-01 | 2007-11-01
RUSSIA | RU -11 | NOVOVORONEZH-4 | PWR | VVER V-179 | 1375 | 417 | 385 | REA | AEM | 1967-7 | 1972-12 | 1973-3 |  | 78.2 | 79.5 | DH, PH | Operational | 1972-12-01 | 1973-03-01
RUSSIA | RU -116 | BELOYARSK-4 | FBR | BN-800 | 2100 | 885 | 820 | REA | AEM | 2006-7 | 2015-12 | 2016-10 |  | 67.1 | 68.4 | - | Operational | 2015-12-01 | 2016-10-01
RUSSIA | RU -12 | KOLA-1 | PWR | VVER V-230 | 1375 | 440 | 411 | REA | AEM | 1970-5 | 1973-6 | 1973-12 |  | 72.7 | 77.7 | DH, PH | Operational | 1973-06-01 | 1973-12-01
RUSSIA | RU -13 | KOLA-2 | PWR | VVER V-230 | 1375 | 440 | 411 | REA | AEM | 1970-5 | 1974-12 | 1975-2 |  | 73.5 | 77.8 | DH, PH | Operational | 1974-12-01 | 1975-02-01
RUSSIA | RU -142 | BILIBINO-2 | LWGR | EGP-6 | 62 | 12 | 11 | REA | AEM | 1970-1 | 1974-12 | 1975-2 |  | 73.5 | 81.8 | DH | Operational | 1974-12-01 | 1975-02-01
RUSSIA | RU -143 | BILIBINO-3 | LWGR | EGP-6 | 62 | 12 | 11 | REA | AEM | 1970-1 | 1975-12 | 1976-2 |  | 73.6 | 82 | DH | Operational | 1975-12-01 | 1976-02-01
RUSSIA | RU -144 | BILIBINO-4 | LWGR | EGP-6 | 62 | 12 | 11 | REA | AEM | 1970-1 | 1976-12 | 1977-1 |  | 72.3 | 80.3 | DH | Operational | 1976-12-01 | 1977-01-01
RUSSIA | RU -151 | AKADEMIK LOMONOSOV-1 | PWR | KLT-40S 'Float | 150 | 35 | 32 | REA | AEM | 2007-4 | 2019-12 | 2020-5 |  | 61.7 | 61.7 | - | Operational | 2019-12-01 | 2020-05-01
RUSSIA | RU -152 | AKADEMIK LOMONOSOV-2 | PWR | KLT-40S 'Float | 150 | 35 | 32 | REA | AEM | 2007-4 | 2019-12 | 2020-5 |  | 64.9 | 64.9 | - | Operational | 2019-12-01 | 2020-05-01
RUSSIA | RU -161 | NOVOVORONEZH 2-1 | PWR | VVER V-392M | 3200 | 1180 | 1100 | REA | AEM | 2008-6 | 2016-8 | 2017-2 |  | 76.2 | 78.4 | - | Operational | 2016-08-01 | 2017-02-01
RUSSIA | RU -162 | NOVOVORONEZH 2-2 | PWR | VVER V-392M | 3200 | 1181 | 1101 | REA | AEM | 2009-7 | 2019-5 | 2019-10 |  | 81.7 | 83.9 | - | Operational | 2019-05-01 | 2019-10-01
RUSSIA | RU -163 | LENINGRAD 2-1 | PWR | VVER V-491 | 3200 | 1188 | 1101 | REA | AEM | 2008-10 | 2018-3 | 2018-10 |  | 73.7 | 74.8 | - | Operational | 2018-03-01 | 2018-10-01
RUSSIA | RU -164 | LENINGRAD 2-2 | PWR | VVER V-491 | 3200 | 1188 | 1101 | REA | AEM | 2010-4 | 2020-10 | 2021-3 |  | 84.5 | 86.1 | - | Operational | 2020-10-01 | 2021-03-01
RUSSIA | RU -20 | NOVOVORONEZH-5 | PWR | VVER V-187 | 3000 | 1000 | 950 | REA | AEM | 1974-3 | 1980-5 | 1981-2 |  | 67.8 | 68.6 | DH, PH | Operational | 1980-05-01 | 1981-02-01
RUSSIA | RU -21 | BELOYARSK-3 | FBR | BN-600 | 1470 | 600 | 560 | REA | AEM | 1969-1 | 1980-4 | 1981-11 |  | 75.4 | 75.9 | DH, PH | Operational | 1980-04-01 | 1981-11-01
RUSSIA | RU -22 | KURSK-2 | LWGR | RBMK-1000 | 3200 | 1000 | 925 | REA | AEM | 1973-1 | 1979-1 | 1979-8 |  | 64.8 | 66.7 | DH, PH | Operational | 1979-01-01 | 1979-08-01
RUSSIA | RU -23 | SMOLENSK-1 | LWGR | RBMK-1000 | 3200 | 1000 | 925 | REA | AEM | 1975-10 | 1982-12 | 1983-9 |  | 74.1 | 75.8 | DH, PH | Operational | 1982-12-01 | 1983-09-01
RUSSIA | RU -24 | SMOLENSK-2 | LWGR | RBMK-1000 | 3200 | 1000 | 925 | REA | AEM | 1976-6 | 1985-5 | 1985-7 |  | 76.3 | 78.1 | DH, PH | Operational | 1985-05-01 | 1985-07-01
RUSSIA | RU -30 | KALININ-1 | PWR | VVER V-338 | 3000 | 1000 | 950 | REA | AEM | 1977-2 | 1984-5 | 1985-6 |  | 75.4 | 76 | DH, PH | Operational | 1984-05-01 | 1985-06-01
RUSSIA | RU -31 | KALININ-2 | PWR | VVER V-338 | 3000 | 1000 | 950 | REA | AEM | 1982-2 | 1986-12 | 1987-3 |  | 78.2 | 80 | DH, PH | Operational | 1986-12-01 | 1987-03-01
RUSSIA | RU -32 | KOLA-3 | PWR | VVER V-213 | 1375 | 440 | 411 | REA | AEM | 1977-4 | 1981-3 | 1982-12 |  | 76.8 | 82.3 | DH, PH | Operational | 1981-03-01 | 1982-12-01
RUSSIA | RU -33 | KOLA-4 | PWR | VVER V-213 | 1375 | 440 | 411 | REA | AEM | 1976-8 | 1984-10 | 1984-12 |  | 76.9 | 82.3 | DH, PH | Operational | 1984-10-01 | 1984-12-01
RUSSIA | RU -34 | LENINGRAD-3 | LWGR | RBMK-1000 | 3200 | 1000 | 925 | REA | AEM | 1973-12 | 1979-12 | 1980-6 |  | 73.8 | 74.6 | DH, PH | Operational | 1979-12-01 | 1980-06-01
RUSSIA | RU -35 | LENINGRAD-4 | LWGR | RBMK-1000 | 3200 | 1000 | 925 | REA | AEM | 1975-2 | 1981-2 | 1981-8 |  | 75 | 75.9 | DH, PH | Operational | 1981-02-01 | 1981-08-01
RUSSIA | RU -36 | KALININ-3 | PWR | VVER V-320 | 3200 | 1000 | 950 | REA | AEM | 1985-10 | 2004-12 | 2005-11 |  | 84.8 | 84.9 | DH, PH | Operational | 2004-12-01 | 2005-11-01
RUSSIA | RU -37 | KALININ-4 | PWR | VVER V-320 | 3200 | 1000 | 950 | REA | AEM | 1986-8 | 2011-11 | 2012-12 |  | 89.1 | 89.1 | DH, PH | Operational | 2011-11-01 | 2012-12-01
RUSSIA | RU -38 | KURSK-3 | LWGR | RBMK-1000 | 3200 | 1000 | 925 | REA | AEM | 1978-4 | 1983-10 | 1984-3 |  | 74 | 75.2 | DH, PH | Operational | 1983-10-01 | 1984-03-01
RUSSIA | RU -39 | KURSK-4 | LWGR | RBMK-1000 | 3200 | 1000 | 925 | REA | AEM | 1981-5 | 1985-12 | 1986-2 |  | 77.3 | 78.3 | DH, PH | Operational | 1985-12-01 | 1986-02-01
RUSSIA | RU -59 | ROSTOV-1 | PWR | VVER V-320 | 3200 | 1041 | 989 | REA | AEM | 1981-9 | 2001-3 | 2001-12 |  | 88 | 88.4 | - | Operational | 2001-03-01 | 2001-12-01
RUSSIA | RU -62 | ROSTOV-2 | PWR | VVER V-320 | 3200 | 1000 | 950 | REA | AEM | 1983-5 | 2010-3 | 2010-12 |  | 89.9 | 90.2 | - | Operational | 2010-03-01 | 2010-12-01
RUSSIA | RU -63 | ROSTOV-3 | PWR | VVER V-320 | 3000 | 1000 | 950 | REA | AEM | 2009-9 | 2014-12 | 2015-9 |  | 86.2 | 87 | - | Operational | 2014-12-01 | 2015-09-01
RUSSIA | RU -64 | ROSTOV-4 | PWR | VVER V-320 | 3000 | 1030 | 979 | REA | AEM | 2010-6 | 2018-2 | 2018-9 |  | 91.4 | 93 | - | Operational | 2018-02-01 | 2018-09-01
RUSSIA | RU -67 | SMOLENSK-3 | LWGR | RBMK-1000 | 3200 | 1000 | 925 | REA | AEM | 1984-5 | 1990-1 | 1990-10 |  | 79.3 | 80.8 | DH, PH | Operational | 1990-01-01 | 1990-10-01
RUSSIA | RU -96 | BALAKOVO-1 | PWR | VVER V-320 | 3000 | 1000 | 950 | REA | AEM | 1980-12 | 1985-12 | 1986-5 |  | 75.6 | 77.3 | DH, PH | Operational | 1985-12-01 | 1986-05-01
RUSSIA | RU -97 | BALAKOVO-2 | PWR | VVER V-320 | 3000 | 1000 | 950 | REA | AEM | 1981-8 | 1987-10 | 1988-1 |  | 75.1 | 77.3 | DH, PH | Operational | 1987-10-01 | 1988-01-01
RUSSIA | RU -98 | BALAKOVO-3 | PWR | VVER V-320 | 3000 | 1000 | 950 | REA | AEM | 1982-11 | 1988-12 | 1989-4 |  | 77.6 | 80.3 | DH, PH | Operational | 1988-12-01 | 1989-04-01
RUSSIA | RU -99 | BALAKOVO-4 | PWR | VVER V-320 | 3200 | 1000 | 950 | REA | AEM | 1984-4 | 1993-4 | 1993-12 |  | 81.6 | 84.5 | DH, PH | Operational | 1993-04-01 | 1993-12-01
RUSSIA | RU -171 | BALTIC-2 | PWR | VVER V-491 | 3200 | 1194 | 1109 | REA | AEM | [7 empty] | Planned construction
RUSSIA | RU -202 | BASHKIR-1 | PWR | VVER V-510 | 3300 | 1255 | 1115 | REA | AEM | [7 empty] | Planned construction
RUSSIA | RU -203 | BASHKIR-2 | PWR | VVER V-510 | 3300 | 1255 | 1115 | REA | AEM | [7 empty] | Planned construction
RUSSIA | RU -207 | BELOYARSK-5 | FBR | BN-1200 | 3000 | 1220 | 0 | REA | AEM | [7 empty] | Planned construction
RUSSIA | RU -177 | CENTRAL-1 | PWR | VVER V-510 | 3300 | 1255 | 0 | REA | AEM | [7 empty] | Planned construction
RUSSIA | RU -178 | CENTRAL-2 | PWR | VVER V-510 | 3300 | 1255 | 0 | REA | AEM | [7 empty] | Planned construction
RUSSIA | RU -175 | KOLA 2-1 | PWR | - | 3200 | 1200 | 0 | REA | AEM | [7 empty] | Planned construction
RUSSIA | RU -176 | KOLA 2-2 | PWR | - | 3200 | 1200 | 1100 | REA | AEM | [7 empty] | Planned construction
RUSSIA | RU -190 | KURSK 2-3 | PWR | VVER V-510 | 3300 | 1255 | 1200 | REA | AEM | [7 empty] | Planned construction
RUSSIA | RU -191 | KURSK 2-4 | PWR | VVER V-510 | 3300 | 1255 | 1200 | REA | AEM | 2025-2 | [6 empty] | Planned construction
RUSSIA | RU -165 | LENINGRAD 2-3 | PWR | VVER V-491 | 3200 | 1199 | 1150 | REA | AEM | 2024-3 | [6 empty] | Planned construction
RUSSIA | RU -167 | LENINGRAD 2-4 | PWR | VVER V-491 | 3200 | 1199 | 1150 | REA | AEM | 2023-10 | [6 empty] | Planned construction
RUSSIA | RU -181 | NIZHEGORODSK-1 | PWR |  | 3300 | 1255 | 1175 | REA | AEM | [7 empty] | Planned construction
RUSSIA | RU -182 | NIZHEGORODSK-2 | PWR |  | 3300 | 1255 | 1175 | REA | AEM | [7 empty] | Planned construction
RUSSIA | RU -187 | SEVERSK-1 | PWR | VVER V-510 | 3300 | 1255 | 0 | REA | AEM | [7 empty] | Planned construction
RUSSIA | RU -188 | SEVERSK-2 | PWR | VVER V-510 | 3300 | 1255 | 0 | REA | AEM | [7 empty] | Planned construction
RUSSIA | RU -204 | SOUTH URALS-1 | FBR | BN-1200 | 3000 | 1220 | 0 | REA | AEM | [7 empty] | Planned construction
RUSSIA | RU -205 | SOUTH URALS-2 | FBR | BN-1200 | 3000 | 1220 | 0 | REA | AEM | [7 empty] | Planned construction
RUSSIA | RU -208 | BREST-OD-300 | FBR | BREST-OD-300 | 700 | 320 | 300 | SKhK | NA | 2021-6 | [6 empty] | Under construction
RUSSIA | RU -166 | KURSK 2-1 | PWR | VVER V-510 | 3300 | 1255 | 1200 | REA | AEM | 2018-4 | 2025-3 | 2025-12 |  |  |  |  | Under construction | 2025-03-01 | 2025-12-01
RUSSIA | RU -189 | KURSK 2-2 | PWR | VVER V-510 | 3300 | 1255 | 1200 | REA | AEM | 2019-5 | 2027-3 | 2027-12 |  |  |  |  | Under construction | 2027-03-01 | 2027-12-01
RUSSIA | RU -1 | APS-1 OBNINSK | LWGR |  | 30 | 6 | 5 | MSM | MSM | 1951-1 | 1954-6 | 1954-12 | 2002-4 |  |  |  | Decomissioned | 1954-06-01 | 1954-12-01 | 2002-04-01 | 47.8658
RUSSIA | RU -3 | BELOYARSK-1 | LWGR |  | 286 | 108 | 102 | REA | MSM | 1958-6 | 1964-4 | 1964-4 | 1983-1 |  |  |  | Decomissioned | 1964-04-01 | 1964-04-01 | 1983-01-01 | 18.7644
RUSSIA | RU -6 | BELOYARSK-2 | LWGR |  | 530 | 160 | 146 | REA | MSM | 1962-1 | 1967-12 | 1969-12 | 1990-1 |  |  |  | Decomissioned | 1967-12-01 | 1969-12-01 | 1990-01-01 | 22.1014
RUSSIA | RU -141 | BILIBINO-1 | LWGR |  | 62 | 12 | 11 | REA | AEM | 1970-1 | 1974-1 | 1974-4 | 2019-1 |  |  |  | Decomissioned | 1974-01-01 | 1974-04-01 | 2019-01-01 | 45.0301
RUSSIA | RU -17 | KURSK-1 | LWGR |  | 3200 | 1000 | 925 | REA | AEM | 1972-6 | 1976-12 | 1977-10 | 2021-12 |  |  |  | Decomissioned | 1976-12-01 | 1977-10-01 | 2021-12-01 | 45.0301
RUSSIA | RU -15 | LENINGRAD-1 | LWGR |  | 3200 | 1000 | 925 | REA | AEM | 1970-3 | 1973-12 | 1974-11 | 2018-12 |  |  |  | Decomissioned | 1973-12-01 | 1974-11-01 | 2018-12-01 | 45.0301
RUSSIA | RU -16 | LENINGRAD-2 | LWGR |  | 3200 | 1000 | 925 | REA | AEM | 1970-6 | 1975-7 | 1976-2 | 2020-11 |  |  |  | Decomissioned | 1975-07-01 | 1976-02-01 | 2020-11-01 | 45.3699
RUSSIA | RU -4 | NOVOVORONEZH-1 | PWR |  | 760 | 210 | 197 | REA | MSM | 1957-7 | 1964-9 | 1964-12 | 1988-2 |  |  |  | Decomissioned | 1964-09-01 | 1964-12-01 | 1988-02-01 | 23.4329
RUSSIA | RU -8 | NOVOVORONEZH-2 | PWR |  | 1320 | 365 | 336 | REA | MSM | 1964-6 | 1969-12 | 1970-4 | 1990-8 |  |  |  | Decomissioned | 1969-12-01 | 1970-04-01 | 1990-08-01 | 20.6795
RUSSIA | RU -9 | NOVOVORONEZH-3 | PWR |  | 1375 | 417 | 385 | REA | AEM | 1967-7 | 1971-12 | 1972-6 | 2016-12 |  |  |  | Decomissioned | 1971-12-01 | 1972-06-01 | 2016-12-01 | 45.0329
SLOVAKIA | SK -10 | MOCHOVCE-3 | PWR | VVER V-213 | 1375 | 471 | 440 | SE | ŠKODA | 1987-1 | 2023-1 |  |  | 0 | 0 | - | Operational | 2023-01-01
SLOVAKIA | SK -13 | BOHUNICE-3 | PWR | VVER V-213 | 1471 | 500 | 466 | SE | ŠKODA | 1976-12 | 1984-8 | 1985-2 |  | 82.1 | 85.4 | DH, PH | Operational | 1984-08-01 | 1985-02-01
SLOVAKIA | SK -14 | BOHUNICE-4 | PWR | VVER V-213 | 1471 | 500 | 466 | SE | ŠKODA | 1976-12 | 1985-8 | 1985-12 |  | 83.1 | 86.2 | DH, PH | Operational | 1985-08-01 | 1985-12-01
SLOVAKIA | SK -6 | MOCHOVCE-1 | PWR | VVER V-213 | 1471 | 500 | 467 | SE | ŠKODA | 1983-10 | 1998-7 | 1998-10 |  | 87.3 | 88.9 | - | Operational | 1998-07-01 | 1998-10-01
SLOVAKIA | SK -7 | MOCHOVCE-2 | PWR | VVER V-213 | 1471 | 500 | 469 | SE | ŠKODA | 1983-10 | 1999-12 | 2000-4 |  | 87.8 | 89.1 | - | Operational | 1999-12-01 | 2000-04-01
SLOVAKIA | SK -11 | MOCHOVCE-4 | PWR | VVER V-213 | 1375 | 471 | 440 | SE | ŠKODA | 1987-1 | 2024-8 | 2024-10 |  |  |  |  | Under construction | 2024-08-01 | 2024-10-01
SLOVAKIA | SK -1 | BOHUNICE A1 | HWGCR | 560 | 143 | 93 | JAVYS | ŠKODA | 1958-8 | 1972-12 | 1972-12 | 1977-2 |  |  |  |  | Decomissioned | 1972-12-01 | 1977-02-01
SLOVAKIA | SK -2 | BOHUNICE-1 | PWR | 1375 | 440 | 408 | JAVYS | AEE | 1972-4 | 1978-12 | 1980-4 | 2006-12 |  |  |  |  | Decomissioned | 1980-04-01 | 2006-12-01
SLOVAKIA | SK -3 | BOHUNICE-2 | PWR | 1375 | 440 | 408 | JAVYS | AEE | 1972-4 | 1980-3 | 1981-1 | 2008-12 |  |  |  |  | Decomissioned | 1981-01-01 | 2008-12-01
SLOVENIA | SI -1 | KRSKO | PWR | WH 2LP | 1994 | 727 | 688 | NEK | WH | 1975-3 | 1981-10 | 1983-1 |  | 86.5 | 87.5 | - | Operational | 1981-10-01 | 1983-01-01
SOUTH AFRICA | ZA -1 | KOEBERG-1 | PWR | CP1 | 2775 | 964 | 924 | ESKOM | FRAM | 1976-7 | 1984-4 | 1984-7 |  | 72.2 | 75.3 | - | Operational | 1984-04-01 | 1984-07-01
SOUTH AFRICA | ZA -2 | KOEBERG-2 | PWR | CP1 | 2775 | 970 | 930 | ESKOM | FRAM | 1976-7 | 1985-7 | 1985-11 |  | 73.6 | 79.2 | - | Operational | 1985-07-01 | 1985-11-01
SPAIN | ES -10 | COFRENTES | BWR | BWR-6 (Mark 3) | 3237 | 1102 | 1064 | ID | GE | 1975-9 | 1984-10 | 1985-3 |  | 87.4 | 88.4 | - | Operational | 1984-10-01 | 1985-03-01
SPAIN | ES -11 | TRILLO-1 | PWR | PWR 3 loops | 3010 | 1066 | 1003 | CNAT | KWU | 1979-8 | 1988-5 | 1988-8 |  | 87.3 | 87.9 | - | Operational | 1988-05-01 | 1988-08-01
SPAIN | ES -16 | VANDELLOS-2 | PWR | WH 3LP | 2941 | 1087 | 1047 | ANAV | WH | 1980-12 | 1987-12 | 1988-3 |  | 82.9 | 83.9 | - | Operational | 1987-12-01 | 1988-03-01
SPAIN | ES -6 | ALMARAZ-1 | PWR | WH 3LP | 2947 | 1049 | 1011 | CNAT | WH | 1973-7 | 1981-5 | 1983-9 |  | 86.3 | 87.4 | - | Operational | 1981-05-01 | 1983-09-01
SPAIN | ES -7 | ALMARAZ-2 | PWR | WH 3LP | 2947 | 1044 | 1006 | CNAT | WH | 1973-7 | 1983-10 | 1984-7 |  | 87.9 | 89 | - | Operational | 1983-10-01 | 1984-07-01
SPAIN | ES -8 | ASCO-1 | PWR | WH 3LP | 2941 | 1033 | 995 | ANAV | WH | 1974-5 | 1983-8 | 1984-12 |  | 85.5 | 86.3 | - | Operational | 1983-08-01 | 1984-12-01
SPAIN | ES -9 | ASCO-2 | PWR | WH 3LP | 2941 | 1027 | 997 | ANAV | WH | 1975-3 | 1985-10 | 1986-3 |  | 87.5 | 88.5 | - | Operational | 1985-10-01 | 1986-03-01
SPAIN | ES -1 | JOSE CABRERA-1 | PWR |  | 510 | 150 | 141 | UFG | WH | 1964-6 | 1968-7 | 1969-8 | 2006-4 |  |  |  | Decomissioned | 1968-07-01 | 1969-08-01 | 2006-04-01 | 37.7753
SPAIN | ES -2 | SANTA MARIA DE GARONA | BWR |  | 1381 | 466 | 446 | NUCLENOR | GE | 1966-9 | 1971-3 | 1971-5 | 2017-8 |  |  |  | Decomissioned | 1971-03-01 | 1971-05-01 | 2017-08-01 | 46.4521
SPAIN | ES -3 | VANDELLOS-1 | GCR |  | 1670 | 500 | 480 | HIFRENSA | CEA | 1968-6 | 1972-5 | 1972-8 | 1990-7 |  |  |  | Decomissioned | 1972-05-01 | 1972-08-01 | 1990-07-01 | 18.1781
SWEDEN | SE -10 | RINGHALS-4 | PWR | WH 3LP | 3300 | 1178 | 1130 | RAB | WH | 1973-11 | 1982-6 | 1983-11 |  | 81.5 | 83.8 | - | Operational | 1982-06-01 | 1983-11-01
SWEDEN | SE -11 | FORSMARK-2 | BWR | AA-III, BWR-25 | 3253 | 1160 | 1121 | FKA | ABB ATOM | 1975-1 | 1981-1 | 1981-7 |  | 82.8 | 84.6 | - | Operational | 1981-01-01 | 1981-07-01
SWEDEN | SE -12 | OSKARSHAMN-3 | BWR | AA-IV, BWR-300 | 3900 | 1450 | 1400 | OKG | ABB ATOM | 1980-5 | 1985-3 | 1985-8 |  | 81 | 82.3 | - | Operational | 1985-03-01 | 1985-08-01
SWEDEN | SE -14 | FORSMARK-3 | BWR | AA-IV, BWR-300 | 3300 | 1208 | 1172 | FKA | ABB ATOM | 1979-1 | 1985-3 | 1985-8 |  | 85.7 | 87.8 | - | Operational | 1985-03-01 | 1985-08-01
SWEDEN | SE -7 | RINGHALS-3 | PWR | WH 3LP | 3135 | 1128 | 1081 | RAB | WH | 1972-9 | 1980-9 | 1981-9 |  | 78.5 | 80.6 | - | Operational | 1980-09-01 | 1981-09-01
SWEDEN | SE -9 | FORSMARK-1 | BWR | AA-III, BWR-25 | 3075 | 1078 | 1040 | FKA | ABB ATOM | 1973-6 | 1980-6 | 1980-12 |  | 84.7 | 86.6 | - | Operational | 1980-06-01 | 1980-12-01
SWEDEN | SE -1 | AGESTA | PHWR |  | 80 | 12 | 10 | SVAFO | ABB ATOM | 1957-12 | 1964-5 | 1964-5 | 1974-6 |  |  |  | Decomissioned | 1964-05-01 | 1964-05-01 | 1974-06-01 | 10.0904
SWEDEN | SE -6 | BARSEBACK-1 | BWR |  | 1800 | 615 | 600 | BKAB | ASEASTAL | 1971-2 | 1975-5 | 1975-7 | 1999-11 |  |  |  | Decomissioned | 1975-05-01 | 1975-07-01 | 1999-11-01 | 24.5205
SWEDEN | SE -8 | BARSEBACK-2 | BWR |  | 1800 | 615 | 600 | BKAB | ABB ATOM | 1973-1 | 1977-3 | 1977-7 | 2005-5 |  |  |  | Decomissioned | 1977-03-01 | 1977-07-01 | 2005-05-01 | 28.1863
SWEDEN | SE -2 | OSKARSHAMN-1 | BWR |  | 1375 | 492 | 473 | OKG | ABB ATOM | 1966-8 | 1971-8 | 1972-2 | 2017-6 |  |  |  | Decomissioned | 1971-08-01 | 1972-02-01 | 2017-06-01 | 45.8658
SWEDEN | SE -3 | OSKARSHAMN-2 | BWR |  | 1800 | 661 | 638 | OKG | ABB ATOM | 1969-9 | 1974-10 | 1975-1 | 2016-12 |  |  |  | Decomissioned | 1974-10-01 | 1975-01-01 | 2016-12-01 | 42.1973
SWEDEN | SE -4 | RINGHALS-1 | BWR |  | 2540 | 910 | 881 | RAB | ABB ATOM | 1969-2 | 1974-10 | 1976-1 | 2020-12 |  |  |  | Decomissioned | 1974-10-01 | 1976-01-01 | 2020-12-01 | 46.2
SWEDEN | SE -5 | RINGHALS-2 | PWR |  | 2652 | 963 | 852 | RAB | WH | 1970-10 | 1974-8 | 1975-5 | 2019-12 |  |  |  | Decomissioned | 1974-08-01 | 1975-05-01 | 2019-12-01 | 45.3644
SWITZERLAND | CH -1 | BEZNAU-1 | PWR | WH 2LP | 1130 | 380 | 365 | Axpo AG | WH | 1965-9 | 1969-7 | 1969-12 |  | 80.8 | 81.2 | DH | Operational | 1969-07-01 | 1969-12-01
SWITZERLAND | CH -3 | BEZNAU-2 | PWR | WH 2LP | 1130 | 380 | 365 | Axpo AG | WH | 1968-1 | 1971-10 | 1972-3 |  | 87.6 | 87.8 | DH | Operational | 1971-10-01 | 1972-03-01
SWITZERLAND | CH -4 | GOESGEN | PWR | PWR 3 Loop | 3002 | 1060 | 1010 | KKG | KWU | 1973-12 | 1979-2 | 1979-11 |  | 89 | 89.9 | PH | Operational | 1979-02-01 | 1979-11-01
SWITZERLAND | CH -5 | LEIBSTADT | BWR | BWR-6 | 3600 | 1275 | 1233 | KKL | GETSCO | 1974-1 | 1984-5 | 1984-12 |  | 82.4 | 84 | - | Operational | 1984-05-01 | 1984-12-01
SWITZERLAND | CH -8 | LUCENS | HWGCR |  | 28 | 7 | 6 | EOS | NGA | 1962-4 | 1968-1 |  | 1969-1 |  |  |  | Decomissioned | 1968-01-01 |  | 1969-01-01 | 1.0027
SWITZERLAND | CH -2 | MUEHLEBERG | BWR |  | 1097 | 390 | 373 | BKW | GETSCO | 1967-3 | 1971-7 | 1972-11 | 2019-12 |  |  |  | Decomissioned | 1971-07-01 | 1972-11-01 | 2019-12-01 | 48.4521
TAIWAN,CHINA | TW -1 | CHINSHAN-1 | BWR |  | 1840 | 636 | 604 | TPC | GE | 1972-6 | 1977-11 | 1978-12 | 2018-12 |  |  |  | Decomissioned | 1977-11-01 | 1978-12-01 | 2018-12-01 | 41.1096
TAIWAN,CHINA | TW -2 | CHINSHAN-2 | BWR |  | 1840 | 636 | 604 | TPC | GE | 1973-12 | 1978-12 | 1979-7 | 2019-7 |  |  |  | Decomissioned | 1978-12-01 | 1979-07-01 | 2019-07-01 | 40.6082
TAIWAN,CHINA | TW -3 | KUOSHENG-1 | BWR |  | 2894 | 985 | 985 | TPC | GE | 1975-11 | 1981-5 | 1981-12 | 2021-12 |  |  |  | Decomissioned | 1981-05-01 | 1981-12-01 | 2021-12-01 | 40.6137
TAIWAN,CHINA | TW -4 | KUOSHENG-2 | BWR |  | 2894 | 985 | 985 | TPC | GE | 1976-3 | 1982-6 | 1983-3 | 2023-3 |  |  |  | Decomissioned | 1982-06-01 | 1983-03-01 | 2023-03-01 | 40.7753
TÜRKIYE | TR -1 | AKKUYU-1 | PWR | VVER V-509 | 3200 | 1200 | 1114 | ANJSC | AEM | 2018-4 | [6 empty] | Under construction
TÜRKIYE | TR -2 | AKKUYU-2 | PWR | VVER V-509 | 3200 | 1200 | 1114 | ANC | AEM | 2020-4 | [6 empty] | Under construction
TÜRKIYE | TR -3 | AKKUYU-3 | PWR | VVER V-509 | 3200 | 1200 | 1114 | ANC | AEM | 2021-3 | [6 empty] | Under construction
TÜRKIYE | TR -4 | AKKUYU-4 | PWR | VVER V-509 | 3200 | 1200 | 1114 | ANC | AEM | 2022-7 | [6 empty] | Under construction
UAE | AE -01 | BARAKAH-1 | PWR | APR-1400 | 3983 | 1417 | 1337 | NAWAH | KEPCO | 2012-7 | 2020-8 | 2021-4 |  | 81.1 | 81.7 | - | Operational | 2020-08-01 | 2021-04-01
UAE | AE -02 | BARAKAH-2 | PWR | APR-1400 | 3983 | 1417 | 1337 | NAWAH | KEPCO | 2013-4 | 2021-9 | 2022-3 |  | 92 | 92.5 | - | Operational | 2021-09-01 | 2022-03-01
UAE | AE -03 | BARAKAH-3 | PWR | APR-1400 | 3983 | 1417 | 1337 | NAWAH | KEPCO | 2014-9 | 2022-10 | 2023-2 |  | 96.8 | 97.4 | - | Operational | 2022-10-01 | 2023-02-01
UAE | AE -04 | BARAKAH-4 | PWR | APR-1400 | 3983 | 1417 | 1310 | NAWAH | KEPCO | 2015-7 | 2024-3 | [5 empty] | Under construction | 2024-03-01
UK | GB -19A | HARTLEPOOL A-1 | GCR | AGR | 1500 | 655 | 590 | EDF UK | NPC | 1968-10 | 1983-8 | 1989-4 |  | 70.2 | 70.3 | - | Operational | 1983-08-01 | 1989-04-01
UK | GB -19B | HARTLEPOOL A-2 | GCR | AGR | 1500 | 655 | 595 | EDF UK | NPC | 1968-10 | 1984-10 | 1989-4 |  | 71.1 | 71.3 | - | Operational | 1984-10-01 | 1989-04-01
UK | GB -20A | HEYSHAM A-1 | GCR | AGR | 1500 | 625 | 485 | EDF UK | NPC | 1970-12 | 1983-7 | 1989-4 |  | 68.3 | 68.6 | - | Operational | 1983-07-01 | 1989-04-01
UK | GB -20B | HEYSHAM A-2 | GCR | AGR | 1500 | 625 | 575 | EDF UK | NPC | 1970-12 | 1984-10 | 1989-4 |  | 66.9 | 67.4 | - | Operational | 1984-10-01 | 1989-04-01
UK | GB -22A | HEYSHAM B-1 | GCR | AGR | 1550 | 680 | 620 | EDF UK | NPC | 1980-8 | 1988-7 | 1989-4 |  | 78.6 | 79.2 | - | Operational | 1988-07-01 | 1989-04-01
UK | GB -22B | HEYSHAM B-2 | GCR | AGR | 1550 | 680 | 620 | EDF UK | NPC | 1980-8 | 1988-11 | 1989-4 |  | 77.5 | 78.3 | - | Operational | 1988-11-01 | 1989-04-01
UK | GB -23A | TORNESS-1 | GCR | AGR | 1623 | 682 | 595 | EDF UK | NNC | 1980-8 | 1988-5 | 1988-5 |  | 77.5 | 79 | - | Operational | 1988-05-01 | 1988-05-01
UK | GB -23B | TORNESS-2 | GCR | AGR | 1623 | 682 | 605 | EDF UK | NNC | 1980-8 | 1989-2 | 1989-2 |  | 76.5 | 77.5 | - | Operational | 1989-02-01 | 1989-02-01
UK | GB -24 | SIZEWELL B | PWR | SNUPPS | 3425 | 1250 | 1198 | EDF UK | PPC | 1988-7 | 1995-2 | 1995-9 |  | 83.8 | 84.6 | - | Operational | 1995-02-01 | 1995-09-01
UK | GB -25A | HINKLEY POINT C-1 | PWR | EPR-1750 | 4524 | 1720 | 1630 | EDF-CGN | ORANO | 2018-12 | [6 empty] | Under construction
UK | GB -25B | HINKLEY POINT C-2 | PWR | EPR-1750 | 4524 | 1720 | 1630 | EDF-CGN | ORANO | 2019-12 | [6 empty] | Under construction
UK | GB -3A | BERKELEY-1 | GCR |  | 620 | 166 | 138 | ML | TNPG | 1957-1 | 1962-6 | 1962-6 | 1989-3 |  |  |  | Decomissioned | 1962-06-01 | 1962-06-01 | 1989-03-01 | 26.7671
UK | GB -3B | BERKELEY-2 | GCR |  | 620 | 166 | 138 | ML | TNPG | 1957-1 | 1962-6 | 1962-10 | 1988-10 |  |  |  | Decomissioned | 1962-06-01 | 1962-10-01 | 1988-10-01 | 26.3534
UK | GB -4A | BRADWELL-1 | GCR |  | 481 | 146 | 123 | ML | TNPG | 1957-1 | 1962-7 | 1962-7 | 2002-3 |  |  |  | Decomissioned | 1962-07-01 | 1962-07-01 | 2002-03-01 | 39.6932
UK | GB -4B | BRADWELL-2 | GCR |  | 481 | 146 | 123 | ML | TNPG | 1957-1 | 1962-7 | 1962-11 | 2002-3 |  |  |  | Decomissioned | 1962-07-01 | 1962-11-01 | 2002-03-01 | 39.6932
UK | GB -1A | CALDER HALL-1 | GCR |  | 268 | 60 | 49 | SL | UKAEA | 1953-8 | 1956-8 | 1956-10 | 2003-3 |  |  |  | Decomissioned | 1956-08-01 | 1956-10-01 | 2003-03-01 | 46.611
UK | GB -1B | CALDER HALL-2 | GCR |  | 268 | 60 | 49 | SL | UKAEA | 1953-8 | 1957-2 | 1957-2 | 2003-3 |  |  |  | Decomissioned | 1957-02-01 | 1957-02-01 | 2003-03-01 | 46.1068
UK | GB -1C | CALDER HALL-3 | GCR |  | 268 | 60 | 49 | SL | UKAEA | 1955-8 | 1958-3 | 1958-5 | 2003-3 |  |  |  | Decomissioned | 1958-03-01 | 1958-05-01 | 2003-03-01 | 45.0301
UK | GB -1D | CALDER HALL-4 | GCR |  | 268 | 60 | 49 | SL | UKAEA | 1955-8 | 1959-4 | 1959-4 | 2003-3 |  |  |  | Decomissioned | 1959-04-01 | 1959-04-01 | 2003-03-01 | 43.9452
UK | GB -2A | CHAPELCROSS-1 | GCR |  | 260 | 60 | 48 | ML | UKAEA | 1955-10 | 1959-2 | 1959-3 | 2004-6 |  |  |  | Decomissioned | 1959-02-01 | 1959-03-01 | 2004-06-01 | 45.3616
UK | GB -2B | CHAPELCROSS-2 | GCR |  | 260 | 60 | 48 | ML | UKAEA | 1955-10 | 1959-7 | 1959-8 | 2004-6 |  |  |  | Decomissioned | 1959-07-01 | 1959-08-01 | 2004-06-01 | 44.9507
UK | GB -2C | CHAPELCROSS-3 | GCR |  | 260 | 60 | 48 | ML | UKAEA | 1955-10 | 1959-11 | 1959-12 | 2004-6 |  |  |  | Decomissioned | 1959-11-01 | 1959-12-01 | 2004-06-01 | 44.6137
UK | GB -2D | CHAPELCROSS-4 | GCR |  | 260 | 60 | 48 | ML | UKAEA | 1955-10 | 1960-1 | 1960-3 | 2004-6 |  |  |  | Decomissioned | 1960-01-01 | 1960-03-01 | 2004-06-01 | 44.4466
UK | GB -14 | DOUNREAY DFR | FBR |  | 60 | 15 | 11 | UKAEA | UKAEA | 1955-3 | 1962-10 | 1962-10 | 1977-3 |  |  |  | Decomissioned | 1962-10-01 | 1962-10-01 | 1977-03-01 | 14.4247
UK | GB -15 | DOUNREAY PFR | FBR |  | 600 | 250 | 234 | UKAEA | TNPG | 1966-1 | 1975-1 | 1976-7 | 1994-3 |  |  |  | Decomissioned | 1975-01-01 | 1976-07-01 | 1994-03-01 | 19.1753
UK | GB -9A | DUNGENESS A-1 | GCR |  | 840 | 230 | 225 | ML | TNPG | 1960-7 | 1965-9 | 1965-10 | 2006-12 |  |  |  | Decomissioned | 1965-09-01 | 1965-10-01 | 2006-12-01 | 41.2767
UK | GB -9B | DUNGENESS A-2 | GCR |  | 840 | 230 | 225 | ML | TNPG | 1960-7 | 1965-11 | 1965-12 | 2006-12 |  |  |  | Decomissioned | 1965-11-01 | 1965-12-01 | 2006-12-01 | 41.1096
UK | GB -18A | DUNGENESS B-1 | GCR |  | 1500 | 615 | 545 | EDF UK | APC | 1965-10 | 1983-4 | 1985-4 | 2021-6 |  |  |  | Decomissioned | 1983-04-01 | 1985-04-01 | 2021-06-01 | 38.1945
UK | GB -18B | DUNGENESS B-2 | GCR |  | 1500 | 615 | 545 | EDF UK | APC | 1965-10 | 1985-12 | 1989-4 | 2021-6 |  |  |  | Decomissioned | 1985-12-01 | 1989-04-01 | 2021-06-01 | 35.5233
UK | GB -7A | HINKLEY POINT A-1 | GCR |  | 900 | 267 | 235 | ML | EE/B&W/T | 1957-11 | 1965-2 | 1965-3 | 2000-5 |  |  |  | Decomissioned | 1965-02-01 | 1965-03-01 | 2000-05-01 | 35.2685
UK | GB -7B | HINKLEY POINT A-2 | GCR |  | 900 | 267 | 235 | ML | EE/B&W/T | 1957-11 | 1965-3 | 1965-5 | 2000-5 |  |  |  | Decomissioned | 1965-03-01 | 1965-05-01 | 2000-05-01 | 35.1918
UK | GB -16A | HINKLEY POINT B-1 | GCR |  | 1494 | 655 | 485 | EDF UK | TNPG | 1967-9 | 1976-10 | 1978-10 | 2022-8 |  |  |  | Decomissioned | 1976-10-01 | 1978-10-01 | 2022-08-01 | 45.863
UK | GB -16B | HINKLEY POINT B-2 | GCR |  | 1494 | 655 | 480 | EDF UK | TNPG | 1967-9 | 1976-2 | 1976-9 | 2022-7 |  |  |  | Decomissioned | 1976-02-01 | 1976-09-01 | 2022-07-01 | 46.4438
UK | GB -6A | HUNTERSTON A-1 | GCR |  | 595 | 173 | 150 | ML | GEC | 1957-10 | 1964-2 | 1964-2 | 1990-3 |  |  |  | Decomissioned | 1964-02-01 | 1964-02-01 | 1990-03-01 | 26.0959
UK | GB -6B | HUNTERSTON A-2 | GCR |  | 595 | 173 | 150 | ML | GEC | 1957-10 | 1964-6 | 1964-7 | 1989-12 |  |  |  | Decomissioned | 1964-06-01 | 1964-07-01 | 1989-12-01 | 25.5178
UK | GB -17A | HUNTERSTON B-1 | GCR |  | 1496 | 644 | 490 | EDF UK | TNPG | 1967-11 | 1976-2 | 1976-2 | 2021-11 |  |  |  | Decomissioned | 1976-02-01 | 1976-02-01 | 2021-11-01 | 45.7808
UK | GB -17B | HUNTERSTON B-2 | GCR |  | 1496 | 644 | 495 | EDF UK | TNPG | 1967-11 | 1977-3 | 1977-4 | 2022-1 |  |  |  | Decomissioned | 1977-03-01 | 1977-04-01 | 2022-01-01 | 44.8685
UK | GB -11A | OLDBURY A-1 | GCR |  | 730 | 230 | 217 | ML | TNPG | 1962-5 | 1967-11 | 1967-12 | 2012-2 |  |  |  | Decomissioned | 1967-11-01 | 1967-12-01 | 2012-02-01 | 44.2822
UK | GB -11B | OLDBURY A-2 | GCR |  | 660 | 230 | 217 | ML | TNPG | 1962-5 | 1968-4 | 1968-9 | 2011-6 |  |  |  | Decomissioned | 1968-04-01 | 1968-09-01 | 2011-06-01 | 43.1945
UK | GB -10A | SIZEWELL A-1 | GCR |  | 1010 | 245 | 210 | ML | EE/B&W/T | 1961-4 | 1966-1 | 1966-3 | 2006-12 |  |  |  | Decomissioned | 1966-01-01 | 1966-03-01 | 2006-12-01 | 40.9425
UK | GB -10B | SIZEWELL A-2 | GCR |  | 1010 | 245 | 210 | ML | EE/B&W/T | 1961-4 | 1966-4 | 1966-9 | 2006-12 |  |  |  | Decomissioned | 1966-04-01 | 1966-09-01 | 2006-12-01 | 40.6959
UK | GB -8A | TRAWSFYNYDD-1 | GCR |  | 850 | 235 | 195 | ML | APC | 1959-7 | 1965-1 | 1965-3 | 1991-2 |  |  |  | Decomissioned | 1965-01-01 | 1965-03-01 | 1991-02-01 | 26.1014
UK | GB -8B | TRAWSFYNYDD-2 | GCR |  | 850 | 235 | 195 | ML | APC | 1959-7 | 1965-2 | 1965-3 | 1991-2 |  |  |  | Decomissioned | 1965-02-01 | 1965-03-01 | 1991-02-01 | 26.0164
UK | GB -5 | WINDSCALE AGR | GCR |  | 120 | 36 | 24 | UKAEA | UKAEA | 1958-11 | 1963-2 | 1963-3 | 1981-4 |  |  |  | Decomissioned | 1963-02-01 | 1963-03-01 | 1981-04-01 | 18.1753
UK | GB -12 | WINFRITH SGHWR | SGHWR |  | 318 | 100 | 92 | UKAEA | ICL/FE | 1963-5 | 1967-12 | 1968-1 | 1990-9 |  |  |  | Decomissioned | 1967-12-01 | 1968-01-01 | 1990-09-01 | 22.7671
UK | GB -13A | WYLFA-1 | GCR |  | 1650 | 530 | 490 | ML | EE/B&W/T | 1963-9 | 1971-1 | 1971-11 | 2015-12 |  |  |  | Decomissioned | 1971-01-01 | 1971-11-01 | 2015-12-01 | 44.9452
UK | GB -13B | WYLFA-2 | GCR |  | 1920 | 540 | 490 | ML | EE/B&W/T | 1963-9 | 1971-7 | 1972-1 | 2012-4 |  |  |  | Decomissioned | 1971-07-01 | 1972-01-01 | 2012-04-01 | 40.7808
UK | GB -3A | BERKELEY-1 | GCR |  | 620 | 166 | 138 | ML | TNPG | 1957-1 | 1962-6 | 1962-6 | 1989-3 |  |  |  | Shutdown | 1962-06-01 | 1962-06-01 | 1989-03-01 | 26.7671
UK | GB -3B | BERKELEY-2 | GCR |  | 620 | 166 | 138 | ML | TNPG | 1957-1 | 1962-6 | 1962-10 | 1988-10 |  |  |  | Shutdown | 1962-06-01 | 1962-10-01 | 1988-10-01 | 26.3534
UK | GB -4A | BRADWELL-1 | GCR |  | 481 | 146 | 123 | ML | TNPG | 1957-1 | 1962-7 | 1962-7 | 2002-3 |  |  |  | Shutdown | 1962-07-01 | 1962-07-01 | 2002-03-01 | 39.6932
UK | GB -4B | BRADWELL-2 | GCR |  | 481 | 146 | 123 | ML | TNPG | 1957-1 | 1962-7 | 1962-11 | 2002-3 |  |  |  | Shutdown | 1962-07-01 | 1962-11-01 | 2002-03-01 | 39.6932
UK | GB -1A | CALDER HALL-1 | GCR |  | 268 | 60 | 49 | SL | UKAEA | 1953-8 | 1956-8 | 1956-10 | 2003-3 |  |  |  | Shutdown | 1956-08-01 | 1956-10-01 | 2003-03-01 | 46.611
UK | GB -1B | CALDER HALL-2 | GCR |  | 268 | 60 | 49 | SL | UKAEA | 1953-8 | 1957-2 | 1957-2 | 2003-3 |  |  |  | Shutdown | 1957-02-01 | 1957-02-01 | 2003-03-01 | 46.1068
UK | GB -1C | CALDER HALL-3 | GCR |  | 268 | 60 | 49 | SL | UKAEA | 1955-8 | 1958-3 | 1958-5 | 2003-3 |  |  |  | Shutdown | 1958-03-01 | 1958-05-01 | 2003-03-01 | 45.0301
UK | GB -1D | CALDER HALL-4 | GCR |  | 268 | 60 | 49 | SL | UKAEA | 1955-8 | 1959-4 | 1959-4 | 2003-3 |  |  |  | Shutdown | 1959-04-01 | 1959-04-01 | 2003-03-01 | 43.9452
UK | GB -2A | CHAPELCROSS-1 | GCR |  | 260 | 60 | 48 | ML | UKAEA | 1955-10 | 1959-2 | 1959-3 | 2004-6 |  |  |  | Shutdown | 1959-02-01 | 1959-03-01 | 2004-06-01 | 45.3616
UK | GB -2B | CHAPELCROSS-2 | GCR |  | 260 | 60 | 48 | ML | UKAEA | 1955-10 | 1959-7 | 1959-8 | 2004-6 |  |  |  | Shutdown | 1959-07-01 | 1959-08-01 | 2004-06-01 | 44.9507
UK | GB -2C | CHAPELCROSS-3 | GCR |  | 260 | 60 | 48 | ML | UKAEA | 1955-10 | 1959-11 | 1959-12 | 2004-6 |  |  |  | Shutdown | 1959-11-01 | 1959-12-01 | 2004-06-01 | 44.6137
UK | GB -2D | CHAPELCROSS-4 | GCR |  | 260 | 60 | 48 | ML | UKAEA | 1955-10 | 1960-1 | 1960-3 | 2004-6 |  |  |  | Shutdown | 1960-01-01 | 1960-03-01 | 2004-06-01 | 44.4466
UK | GB -14 | DOUNREAY DFR | FBR |  | 60 | 15 | 11 | UKAEA | UKAEA | 1955-3 | 1962-10 | 1962-10 | 1977-3 |  |  |  | Shutdown | 1962-10-01 | 1962-10-01 | 1977-03-01 | 14.4247
UK | GB -15 | DOUNREAY PFR | FBR |  | 600 | 250 | 234 | UKAEA | TNPG | 1966-1 | 1975-1 | 1976-7 | 1994-3 |  |  |  | Shutdown | 1975-01-01 | 1976-07-01 | 1994-03-01 | 19.1753
UK | GB -9A | DUNGENESS A-1 | GCR |  | 840 | 230 | 225 | ML | TNPG | 1960-7 | 1965-9 | 1965-10 | 2006-12 |  |  |  | Shutdown | 1965-09-01 | 1965-10-01 | 2006-12-01 | 41.2767
UK | GB -9B | DUNGENESS A-2 | GCR |  | 840 | 230 | 225 | ML | TNPG | 1960-7 | 1965-11 | 1965-12 | 2006-12 |  |  |  | Shutdown | 1965-11-01 | 1965-12-01 | 2006-12-01 | 41.1096
UK | GB -18A | DUNGENESS B-1 | GCR |  | 1500 | 615 | 545 | EDF UK | APC | 1965-10 | 1983-4 | 1985-4 | 2021-6 |  |  |  | Shutdown | 1983-04-01 | 1985-04-01 | 2021-06-01 | 38.1945
UK | GB -18B | DUNGENESS B-2 | GCR |  | 1500 | 615 | 545 | EDF UK | APC | 1965-10 | 1985-12 | 1989-4 | 2021-6 |  |  |  | Shutdown | 1985-12-01 | 1989-04-01 | 2021-06-01 | 35.5233
UK | GB -7A | HINKLEY POINT A-1 | GCR |  | 900 | 267 | 235 | ML | EE/B&W/T | 1957-11 | 1965-2 | 1965-3 | 2000-5 |  |  |  | Shutdown | 1965-02-01 | 1965-03-01 | 2000-05-01 | 35.2685
UK | GB -7B | HINKLEY POINT A-2 | GCR |  | 900 | 267 | 235 | ML | EE/B&W/T | 1957-11 | 1965-3 | 1965-5 | 2000-5 |  |  |  | Shutdown | 1965-03-01 | 1965-05-01 | 2000-05-01 | 35.1918
UK | GB -16A | HINKLEY POINT B-1 | GCR |  | 1494 | 655 | 485 | EDF UK | TNPG | 1967-9 | 1976-10 | 1978-10 | 2022-8 |  |  |  | Shutdown | 1976-10-01 | 1978-10-01 | 2022-08-01 | 45.863
UK | GB -16B | HINKLEY POINT B-2 | GCR |  | 1494 | 655 | 480 | EDF UK | TNPG | 1967-9 | 1976-2 | 1976-9 | 2022-7 |  |  |  | Shutdown | 1976-02-01 | 1976-09-01 | 2022-07-01 | 46.4438
UK | GB -6A | HUNTERSTON A-1 | GCR |  | 595 | 173 | 150 | ML | GEC | 1957-10 | 1964-2 | 1964-2 | 1990-3 |  |  |  | Shutdown | 1964-02-01 | 1964-02-01 | 1990-03-01 | 26.0959
UK | GB -6B | HUNTERSTON A-2 | GCR |  | 595 | 173 | 150 | ML | GEC | 1957-10 | 1964-6 | 1964-7 | 1989-12 |  |  |  | Shutdown | 1964-06-01 | 1964-07-01 | 1989-12-01 | 25.5178
UK | GB -17A | HUNTERSTON B-1 | GCR |  | 1496 | 644 | 490 | EDF UK | TNPG | 1967-11 | 1976-2 | 1976-2 | 2021-11 |  |  |  | Shutdown | 1976-02-01 | 1976-02-01 | 2021-11-01 | 45.7808
UK | GB -17B | HUNTERSTON B-2 | GCR |  | 1496 | 644 | 495 | EDF UK | TNPG | 1967-11 | 1977-3 | 1977-4 | 2022-1 |  |  |  | Shutdown | 1977-03-01 | 1977-04-01 | 2022-01-01 | 44.8685
UK | GB -11A | OLDBURY A-1 | GCR |  | 730 | 230 | 217 | ML | TNPG | 1962-5 | 1967-11 | 1967-12 | 2012-2 |  |  |  | Shutdown | 1967-11-01 | 1967-12-01 | 2012-02-01 | 44.2822
UK | GB -11B | OLDBURY A-2 | GCR |  | 660 | 230 | 217 | ML | TNPG | 1962-5 | 1968-4 | 1968-9 | 2011-6 |  |  |  | Shutdown | 1968-04-01 | 1968-09-01 | 2011-06-01 | 43.1945
UK | GB -10A | SIZEWELL A-1 | GCR |  | 1010 | 245 | 210 | ML | EE/B&W/T | 1961-4 | 1966-1 | 1966-3 | 2006-12 |  |  |  | Shutdown | 1966-01-01 | 1966-03-01 | 2006-12-01 | 40.9425
UK | GB -10B | SIZEWELL A-2 | GCR |  | 1010 | 245 | 210 | ML | EE/B&W/T | 1961-4 | 1966-4 | 1966-9 | 2006-12 |  |  |  | Shutdown | 1966-04-01 | 1966-09-01 | 2006-12-01 | 40.6959
UK | GB -8A | TRAWSFYNYDD-1 | GCR |  | 850 | 235 | 195 | ML | APC | 1959-7 | 1965-1 | 1965-3 | 1991-2 |  |  |  | Shutdown | 1965-01-01 | 1965-03-01 | 1991-02-01 | 26.1014
UK | GB -8B | TRAWSFYNYDD-2 | GCR |  | 850 | 235 | 195 | ML | APC | 1959-7 | 1965-2 | 1965-3 | 1991-2 |  |  |  | Shutdown | 1965-02-01 | 1965-03-01 | 1991-02-01 | 26.0164
UK | GB -5 | WINDSCALE AGR | GCR |  | 120 | 36 | 24 | UKAEA | UKAEA | 1958-11 | 1963-2 | 1963-3 | 1981-4 |  |  |  | Shutdown | 1963-02-01 | 1963-03-01 | 1981-04-01 | 18.1753
UK | GB -12 | WINFRITH SGHWR | SGHWR |  | 318 | 100 | 92 | UKAEA | ICL/FE | 1963-5 | 1967-12 | 1968-1 | 1990-9 |  |  |  | Shutdown | 1967-12-01 | 1968-01-01 | 1990-09-01 | 22.7671
UK | GB -13A | WYLFA-1 | GCR |  | 1650 | 530 | 490 | ML | EE/B&W/T | 1963-9 | 1971-1 | 1971-11 | 2015-12 |  |  |  | Shutdown | 1971-01-01 | 1971-11-01 | 2015-12-01 | 44.9452
UK | GB -13B | WYLFA-2 | GCR |  | 1920 | 540 | 490 | ML | EE/B&W/T | 1963-9 | 1971-7 | 1972-1 | 2012-4 |  |  |  | Shutdown | 1971-07-01 | 1972-01-01 | 2012-04-01 | 40.7808
UKRAINE | UA -126 | ZAPOROZHYE-5 | PWR | VVER V-320 | 3000 | 1000 | 950 | NNEGC | PAIP | 1985-11 | 1989-8 | 1989-10 |  | 73.4 | 75.3 | DH | Operational | 1989-08-01 | 1989-10-01
UKRAINE | UA -127 | ZAPOROZHYE-6 | PWR | VVER V-320 | 3000 | 1000 | 950 | NNEGC | PAIP | 1986-6 | 1995-10 | 1996-9 |  | 78.6 | 80.7 | DH | Operational | 1995-10-01 | 1996-09-01
UKRAINE | UA -27 | RIVNE-1 | PWR | VVER V-213 | 1375 | 420 | 381 | NNEGC | PAIP | 1973-8 | 1980-12 | 1981-9 |  | 79.2 | 80 | DH | Operational | 1980-12-01 | 1981-09-01
UKRAINE | UA -28 | RIVNE-2 | PWR | VVER V-213 | 1375 | 415 | 376 | NNEGC | PAIP | 1973-10 | 1981-12 | 1982-7 |  | 80.4 | 81.5 | DH | Operational | 1981-12-01 | 1982-07-01
UKRAINE | UA -29 | RIVNE-3 | PWR | VVER V-320 | 3000 | 1000 | 950 | NNEGC | PAIP | 1980-2 | 1986-12 | 1987-5 |  | 69 | 71 | DH | Operational | 1986-12-01 | 1987-05-01
UKRAINE | UA -40 | KHMELNITSKI-1 | PWR | VVER V-320 | 3000 | 1000 | 950 | NNEGC | PAIP | 1981-11 | 1987-12 | 1988-8 |  | 71.5 | 72.7 | DH | Operational | 1987-12-01 | 1988-08-01
UKRAINE | UA -41 | KHMELNITSKI-2 | PWR | VVER V-320 | 3000 | 1000 | 950 | NNEGC | PAIP | 1985-2 | 2004-8 | 2005-12 |  | 78.3 | 79.8 | DH | Operational | 2004-08-01 | 2005-12-01
UKRAINE | UA -44 | SOUTH UKRAINE-1 | PWR | VVER V-302 | 3000 | 1000 | 950 | NNEGC | PAA | 1976-8 | 1982-12 | 1983-12 |  | 68 | 70.4 | DH | Operational | 1982-12-01 | 1983-12-01
UKRAINE | UA -45 | SOUTH UKRAINE-2 | PWR | VVER V-338 | 3000 | 1000 | 950 | NNEGC | PAA | 1981-7 | 1985-1 | 1985-4 |  | 65.2 | 67.6 | DH | Operational | 1985-01-01 | 1985-04-01
UKRAINE | UA -48 | SOUTH UKRAINE-3 | PWR | VVER V-320 | 3000 | 1000 | 950 | NNEGC | PAA | 1984-11 | 1989-9 | 1989-12 |  | 68.3 | 71.8 | DH | Operational | 1989-09-01 | 1989-12-01
UKRAINE | UA -54 | ZAPOROZHYE-1 | PWR | VVER V-320 | 3000 | 1000 | 950 | NNEGC | PAIP | 1980-4 | 1984-12 | 1985-12 |  | 66.7 | 68.9 | DH | Operational | 1984-12-01 | 1985-12-01
UKRAINE | UA -56 | ZAPOROZHYE-2 | PWR | VVER V-320 | 3000 | 1000 | 950 | NNEGC | PAIP | 1981-1 | 1985-7 | 1986-2 |  | 68.5 | 71 | DH | Operational | 1985-07-01 | 1986-02-01
UKRAINE | UA -69 | RIVNE-4 | PWR | VVER V-320 | 3000 | 1000 | 950 | NNEGC | PAA | 1986-8 | 2004-10 | 2006-4 |  | 76 | 78.1 | DH | Operational | 2004-10-01 | 2006-04-01
UKRAINE | UA -78 | ZAPOROZHYE-3 | PWR | VVER V-320 | 3000 | 1000 | 950 | NNEGC | PAIP | 1982-4 | 1986-12 | 1987-3 |  | 71.4 | 74.1 | DH | Operational | 1986-12-01 | 1987-03-01
UKRAINE | UA -79 | ZAPOROZHYE-4 | PWR | VVER V-320 | 3000 | 1000 | 950 | NNEGC | PAIP | 1983-4 | 1987-12 | 1988-4 |  | 73 | 75.2 | DH | Operational | 1987-12-01 | 1988-04-01
UKRAINE | UA -51 | KHMELNITSKI-3 | PWR | VVER | 3132 | 1089 | 1035 | NNEGC | JSC ASE | 1986-3 | [6 empty] | Under construction
UKRAINE | UA -52 | KHMELNITSKI-4 | PWR | VVER | 3132 | 1089 | 1035 | NNEGC | JSC ASE | 1987-2 | [6 empty] | Under construction
UKRAINE | UA -25 | CHERNOBYL-1 | LWGR |  | 3200 | 800 | 740 | MTE | FAEA | 1970-3 | 1977-9 | 1978-5 | 1996-11 |  |  |  | Decomissioned | 1977-09-01 | 1978-05-01 | 1996-11-01 | 19.1808
UKRAINE | UA -26 | CHERNOBYL-2 | LWGR |  | 3200 | 1000 | 925 | MTE | FAEA | 1973-2 | 1978-12 | 1979-5 | 1991-10 |  |  |  | Decomissioned | 1978-12-01 | 1979-05-01 | 1991-10-01 | 12.8411
UKRAINE | UA -42 | CHERNOBYL-3 | LWGR |  | 3200 | 1000 | 925 | MTE | FAEA | 1976-3 | 1981-12 | 1982-6 | 2000-12 |  |  |  | Decomissioned | 1981-12-01 | 1982-06-01 | 2000-12-01 | 19.0137
UKRAINE | UA -43 | CHERNOBYL-4 | LWGR |  | 3200 | 1000 | 925 | MTE | FAEA | 1979-4 | 1983-12 | 1984-3 | 1986-4 |  |  |  | Decomissioned | 1983-12-01 | 1984-03-01 | 1986-04-01 | 2.3342
USA | US -220 | NINE MILE POINT-1 | BWR | BWR-2 (Mark 1) | 1850 | 642 | 613 | EXELON | GE | 1965-4 | 1969-11 | 1969-12 |  | 79.8 | 79.8 | - | Operational | 1969-11-01 | 1969-12-01
USA | US -237 | DRESDEN-2 | BWR | BWR-3 (Mark 1) | 2957 | 950 | 894 | EXELON | GE | 1966-1 | 1970-4 | 1970-6 |  | 83 | 83 | - | Operational | 1970-04-01 | 1970-06-01
USA | US -244 | GINNA | PWR | WH 2LP (DRYAMB | 1775 | 608 | 560 | EXELON | WH | 1966-4 | 1969-12 | 1970-7 |  | 87.8 | 87.8 | - | Operational | 1969-12-01 | 1970-07-01
USA | US -249 | DRESDEN-3 | BWR | BWR-3 (Mark 1) | 2957 | 935 | 879 | EXELON | GE | 1966-10 | 1971-7 | 1971-11 |  | 80.6 | 80.6 | - | Operational | 1971-07-01 | 1971-11-01
USA | US -250 | TURKEY POINT-3 | PWR | WH 3LP (DRYAMB | 2644 | 829 | 837 | FPL | WH | 1967-4 | 1972-11 | 1972-12 |  | 80.9 | 81 | - | Operational | 1972-11-01 | 1972-12-01
USA | US -251 | TURKEY POINT-4 | PWR | WH 3LP (DRYAMB | 2644 | 829 | 821 | FPL | WH | 1967-4 | 1973-6 | 1973-9 |  | 81.2 | 81.3 | - | Operational | 1973-06-01 | 1973-09-01
USA | US -254 | QUAD CITIES-1 | BWR | BWR-3 (Mark 1) | 2957 | 940 | 908 | EXELON | GE | 1967-2 | 1972-4 | 1973-2 |  | 83.2 | 83.2 | - | Operational | 1972-04-01 | 1973-02-01
USA | US -259 | BROWNS FERRY-1 | BWR | BWR-4 (Mark 1) | 3458 | 1256 | 1200 | TVA | GE | 1967-5 | 1973-10 | 1974-12 |  | 79.4 | 79.7 | - | Operational | 1973-10-01 | 1974-12-01
USA | US -260 | BROWNS FERRY-2 | BWR | BWR-4 (Mark 1) | 3458 | 1259 | 1200 | TVA | GE | 1967-5 | 1974-8 | 1975-3 |  | 83.8 | 84 | - | Operational | 1974-08-01 | 1975-03-01
USA | US -261 | ROBINSON-2 | PWR | WH 3LP (DRYAMB | 2339 | 780 | 741 | PROGRESS | WH | 1967-4 | 1970-9 | 1971-3 |  | 81.7 | 81.8 | - | Operational | 1970-09-01 | 1971-03-01
USA | US -263 | MONTICELLO | BWR | BWR-3 (Mark 1) | 2004 | 691 | 628 | NSP | GE | 1967-6 | 1971-3 | 1971-6 |  | 86.4 | 86.4 | - | Operational | 1971-03-01 | 1971-06-01
USA | US -265 | QUAD CITIES-2 | BWR | BWR-3 (Mark 1) | 2957 | 940 | 911 | EXELON | GE | 1967-2 | 1972-5 | 1973-3 |  | 82 | 82.5 | - | Operational | 1972-05-01 | 1973-03-01
USA | US -266 | POINT BEACH-1 | PWR | WH 2LP (DRYAMB | 1800 | 640 | 591 | NEXTERA | WH | 1967-7 | 1970-11 | 1970-12 |  | 86.2 | 86.5 | - | Operational | 1970-11-01 | 1970-12-01
USA | US -269 | OCONEE-1 | PWR | B&W LLP (DRYAM | 2568 | 891 | 847 | DUKEENER | B&W | 1967-11 | 1973-5 | 1973-7 |  | 83.5 | 83.7 | - | Operational | 1973-05-01 | 1973-07-01
USA | US -270 | OCONEE-2 | PWR | B&W LLP (DRYAM | 2568 | 891 | 848 | DUKEENER | B&W | 1967-11 | 1973-12 | 1974-9 |  | 85.1 | 85.2 | - | Operational | 1973-12-01 | 1974-09-01
USA | US -272 | SALEM-1 | PWR | WH 4LP (DRYAMB | 3459 | 1254 | 1169 | PSEG | WH | 1968-9 | 1976-12 | 1977-6 |  | 74.4 | 74.5 | - | Operational | 1976-12-01 | 1977-06-01
USA | US -275 | DIABLO CANYON-1 | PWR | WH 4LP (DRYAMB | 3411 | 1197 | 1138 | PG&E | WH | 1968-4 | 1984-11 | 1985-5 |  | 88.4 | 88.5 | - | Operational | 1984-11-01 | 1985-05-01
USA | US -277 | PEACH BOTTOM-2 | BWR | BWR-4 (Mark 1) | 3951 | 1412 | 1300 | EXELON | GE | 1968-1 | 1974-2 | 1974-7 |  | 81.1 | 81.2 | - | Operational | 1974-02-01 | 1974-07-01
USA | US -278 | PEACH BOTTOM-3 | BWR | BWR-4 (Mark 1) | 3951 | 1412 | 1331 | EXELON | GE | 1968-1 | 1974-9 | 1974-12 |  | 81.4 | 81.5 | - | Operational | 1974-09-01 | 1974-12-01
USA | US -280 | SURRY-1 | PWR | WH 3LP (DRYSUB | 2587 | 890 | 838 | DOMINION | WH | 1968-6 | 1972-7 | 1972-12 |  | 80.1 | 80.1 | - | Operational | 1972-07-01 | 1972-12-01
USA | US -281 | SURRY-2 | PWR | WH 3LP (DRYSUB | 2587 | 890 | 838 | DOMINION | WH | 1968-6 | 1973-3 | 1973-5 |  | 80.5 | 80.5 | - | Operational | 1973-03-01 | 1973-05-01
USA | US -282 | PRAIRIE ISLAND-1 | PWR | WH 2LP (DRYAMB | 1677 | 566 | 522 | NSP | WH | 1968-6 | 1973-12 | 1973-12 |  | 87.8 | 87.9 | - | Operational | 1973-12-01 | 1973-12-01
USA | US -287 | OCONEE-3 | PWR | B&W LLP (DRYAM | 2568 | 900 | 859 | DUKEENER | B&W | 1967-11 | 1974-9 | 1974-12 |  | 84.4 | 84.6 | - | Operational | 1974-09-01 | 1974-12-01
USA | US -296 | BROWNS FERRY-3 | BWR | BWR-4 (Mark 1) | 3458 | 1260 | 1210 | TVA | GE | 1968-7 | 1976-9 | 1977-3 |  | 85.8 | 86.1 | - | Operational | 1976-09-01 | 1977-03-01
USA | US -298 | COOPER | BWR | BWR-4 (Mark 1) | 2419 | 801 | 769 | ENTERGY | GE | 1968-6 | 1974-5 | 1974-7 |  | 80.6 | 80.7 | - | Operational | 1974-05-01 | 1974-07-01
USA | US -301 | POINT BEACH-2 | PWR | WH 2LP (DRYAMB | 1800 | 640 | 591 | NEXTERA | WH | 1968-7 | 1972-8 | 1972-10 |  | 87.3 | 87.3 | - | Operational | 1972-08-01 | 1972-10-01
USA | US -306 | PRAIRIE ISLAND-2 | PWR | WH 2LP (DRYAMB | 1677 | 560 | 519 | NSP | WH | 1969-6 | 1974-12 | 1974-12 |  | 88.3 | 88.3 | - | Operational | 1974-12-01 | 1974-12-01
USA | US -311 | SALEM-2 | PWR | WH 4LP (DRYAMB | 3459 | 1200 | 1158 | PSEG | WH | 1968-9 | 1981-6 | 1981-10 |  | 77.3 | 77.3 | - | Operational | 1981-06-01 | 1981-10-01
USA | US -313 | ANO-1 | PWR | B&W LLP (DRYAM | 2568 | 903 | 836 | ENTERGY | B&W | 1968-10 | 1974-8 | 1974-12 |  | 81.9 | 82.2 | - | Operational | 1974-08-01 | 1974-12-01
USA | US -315 | COOK-1 | PWR | WH 4LP (ICECDN | 3304 | 1131 | 1030 | AEP | WH | 1969-3 | 1975-2 | 1975-8 |  | 74 | 74.1 | - | Operational | 1975-02-01 | 1975-08-01
USA | US -316 | COOK-2 | PWR | WH 4LP (ICECDN | 3468 | 1231 | 1168 | AEP | WH | 1969-3 | 1978-3 | 1978-7 |  | 75.5 | 75.7 | - | Operational | 1978-03-01 | 1978-07-01
USA | US -317 | CALVERT CLIFFS-1 | PWR | CE 2LP (DRYAMB | 2737 | 918 | 877 | EXELON | CE | 1968-6 | 1975-1 | 1975-5 |  | 82.9 | 83.1 | - | Operational | 1975-01-01 | 1975-05-01
USA | US -318 | CALVERT CLIFFS-2 | PWR | CE 2LP (DRYAMB | 2737 | 911 | 855 | EXELON | CE | 1968-6 | 1976-12 | 1977-4 |  | 85.8 | 85.9 | - | Operational | 1976-12-01 | 1977-04-01
USA | US -321 | HATCH-1 | BWR | BWR-4 (Mark 1) | 2804 | 911 | 876 | SOUTHERN | GE | 1968-9 | 1974-11 | 1975-12 |  | 84.5 | 84.5 | - | Operational | 1974-11-01 | 1975-12-01
USA | US -323 | DIABLO CANYON-2 | PWR | WH 4LP (DRYAMB | 3411 | 1197 | 1118 | PG&E | WH | 1970-12 | 1985-10 | 1986-3 |  | 88.6 | 88.7 | - | Operational | 1985-10-01 | 1986-03-01
USA | US -324 | BRUNSWICK-2 | BWR | BWR-4 (Mark 1) | 2923 | 960 | 932 | PROGRESS | GE | 1970-2 | 1975-4 | 1975-11 |  | 79.2 | 79.5 | - | Operational | 1975-04-01 | 1975-11-01
USA | US -325 | BRUNSWICK-1 | BWR | BWR-4 (Mark 1) | 2923 | 990 | 938 | PROGRESS | GE | 1970-2 | 1976-12 | 1977-3 |  | 80.1 | 80.4 | - | Operational | 1976-12-01 | 1977-03-01
USA | US -327 | SEQUOYAH-1 | PWR | WH 4LP (ICECND | 3455 | 1221 | 1152 | TVA | WH | 1970-5 | 1980-7 | 1981-7 |  | 78.2 | 78.3 | - | Operational | 1980-07-01 | 1981-07-01
USA | US -328 | SEQUOYAH-2 | PWR | WH 4LP (ICECND | 3455 | 1200 | 1139 | TVA | WH | 1970-5 | 1981-12 | 1982-6 |  | 81.3 | 81.3 | - | Operational | 1981-12-01 | 1982-06-01
USA | US -333 | FITZPATRICK | BWR | BWR-4 (Mark 1) | 2536 | 849 | 813 | EXELON | GE | 1968-9 | 1975-2 | 1975-7 |  | 82.4 | 82.6 | - | Operational | 1975-02-01 | 1975-07-01
USA | US -334 | BEAVER VALLEY-1 | PWR | WH 3LP (DRYSUB | 2900 | 959 | 908 | FENOC | WH | 1970-6 | 1976-6 | 1976-10 |  | 79.4 | 79.4 | - | Operational | 1976-06-01 | 1976-10-01
USA | US -335 | ST. LUCIE-1 | PWR | CE 2LP (DRYAMB | 3020 | 1045 | 981 | FPL | CE | 1970-7 | 1976-5 | 1976-12 |  | 84.2 | 84.4 | - | Operational | 1976-05-01 | 1976-12-01
USA | US -336 | MILLSTONE-2 | PWR | CE 2LP (DRYAMB | 2700 | 918 | 869 | DOMINION | CE | 1969-11 | 1975-11 | 1975-12 |  | 73.6 | 74.1 | - | Operational | 1975-11-01 | 1975-12-01
USA | US -338 | NORTH ANNA-1 | PWR | WH 3LP (DRYSUB | 2940 | 990 | 948 | DOMINION | WH | 1971-2 | 1978-4 | 1978-6 |  | 85.1 | 85.6 | - | Operational | 1978-04-01 | 1978-06-01
USA | US -339 | NORTH ANNA-2 | PWR | WH 3LP (DRYSUB | 2940 | 1011 | 944 | DOMINION | WH | 1971-2 | 1980-8 | 1980-12 |  | 87.1 | 87.7 | - | Operational | 1980-08-01 | 1980-12-01
USA | US -341 | FERMI-2 | BWR | BWR-4 (Mark 1) | 3486 | 1198 | 1115 | DTEDISON | GE | 1972-9 | 1986-9 | 1988-1 |  | 80.8 | 80.8 | - | Operational | 1986-09-01 | 1988-01-01
USA | US -346 | DAVIS BESSE-1 | PWR | B&W RLP (DRYAM | 2817 | 925 | 894 | FENOC | B&W | 1970-9 | 1977-8 | 1978-7 |  | 75.5 | 75.5 | - | Operational | 1977-08-01 | 1978-07-01
USA | US -348 | FARLEY-1 | PWR | WH 3LP (DRYAMB | 2775 | 918 | 874 | SOUTHERN | WH | 1970-10 | 1977-8 | 1977-12 |  | 86 | 86.1 | - | Operational | 1977-08-01 | 1977-12-01
USA | US -352 | LIMERICK-1 | BWR | BWR-4 (Mark 2) | 3515 | 1194 | 1134 | EXELON | GE | 1974-6 | 1985-4 | 1986-2 |  | 92.1 | 92.1 | - | Operational | 1985-04-01 | 1986-02-01
USA | US -353 | LIMERICK-2 | BWR | BWR-4 (Mark 2) | 3515 | 1194 | 1134 | EXELON | GE | 1974-6 | 1989-9 | 1990-1 |  | 94.1 | 94.1 | - | Operational | 1989-09-01 | 1990-01-01
USA | US -354 | HOPE CREEK-1 | BWR | BWR-4 (Mark 1) | 3840 | 1240 | 1172 | PSEG | GE | 1976-3 | 1986-8 | 1986-12 |  | 89 | 89 | - | Operational | 1986-08-01 | 1986-12-01
USA | US -364 | FARLEY-2 | PWR | WH 3LP (DRYAMB | 2775 | 928 | 883 | SOUTHERN | WH | 1970-10 | 1981-5 | 1981-7 |  | 89.4 | 89.4 | - | Operational | 1981-05-01 | 1981-07-01
USA | US -366 | HATCH-2 | BWR | BWR-4 (Mark 1) | 2804 | 921 | 883 | SOUTHERN | GE | 1972-2 | 1978-9 | 1979-9 |  | 86 | 86 | - | Operational | 1978-09-01 | 1979-09-01
USA | US -368 | ANO-2 | PWR | CE 2LP (DRYAMB | 3026 | 1065 | 988 | ENTERGY | CE | 1968-12 | 1978-12 | 1980-3 |  | 84.6 | 84.7 | - | Operational | 1978-12-01 | 1980-03-01
USA | US -369 | MCGUIRE-1 | PWR | WH 4LP (ICECND | 3411 | 1215 | 1158 | DUKEENER | WH | 1971-4 | 1981-9 | 1981-12 |  | 84.8 | 85 | - | Operational | 1981-09-01 | 1981-12-01
USA | US -370 | MCGUIRE-2 | PWR | WH 4LP (ICECND | 3411 | 1215 | 1158 | DUKEENER | WH | 1971-4 | 1983-5 | 1984-3 |  | 87.4 | 87.4 | - | Operational | 1983-05-01 | 1984-03-01
USA | US -373 | LASALLE-1 | BWR | BWR-5 (Mark 2) | 3546 | 1207 | 1137 | EXELON | GE | 1973-9 | 1982-9 | 1984-1 |  | 83.3 | 83.3 | - | Operational | 1982-09-01 | 1984-01-01
USA | US -374 | LASALLE-2 | BWR | BWR-5 (Mark 2) | 3546 | 1207 | 1140 | EXELON | GE | 1973-9 | 1984-4 | 1984-10 |  | 82.5 | 82.5 | - | Operational | 1984-04-01 | 1984-10-01
USA | US -382 | WATERFORD-3 | PWR | CE 2LP (DRYAMB | 3716 | 1250 | 1168 | ENTERGY | CE | 1974-11 | 1985-3 | 1985-9 |  | 87.3 | 87.6 | - | Operational | 1985-03-01 | 1985-09-01
USA | US -387 | SUSQUEHANNA-1 | BWR | BWR-4 (Mark 2) | 3952 | 1330 | 1257 | PPL_SUSQ | GE | 1973-11 | 1982-11 | 1983-6 |  | 86.5 | 86.5 | - | Operational | 1982-11-01 | 1983-06-01
USA | US -388 | SUSQUEHANNA-2 | BWR | BWR-4 (Mark 2) | 3952 | 1330 | 1257 | PPL_SUSQ | GE | 1973-11 | 1984-7 | 1985-2 |  | 89 | 89 | - | Operational | 1984-07-01 | 1985-02-01
USA | US -389 | ST. LUCIE-2 | PWR | CE 2LP (DRYAMB | 3020 | 1050 | 987 | FPL | CE | 1977-6 | 1983-6 | 1983-8 |  | 87.1 | 87.5 | - | Operational | 1983-06-01 | 1983-08-01
USA | US -390 | WATTS BAR-1 | PWR | WH 4LP (ICECND | 3459 | 1210 | 1157 | TVA | WH | 1973-7 | 1996-2 | 1996-5 |  | 90.5 | 90.5 | - | Operational | 1996-02-01 | 1996-05-01
USA | US -391 | WATTS BAR-2 | PWR | WH 4LP (ICECND | 3411 | 1218 | 1164 | TVA | WH | 1973-9 | 2016-6 | 2016-10 |  | 84.3 | 84.3 | - | Operational | 2016-06-01 | 2016-10-01
USA | US -395 | SUMMER-1 | PWR | WH 3LP (DRYAMB | 2900 | 1006 | 973 | SCE&G | WH | 1973-3 | 1982-11 | 1984-1 |  | 86.7 | 86.7 | - | Operational | 1982-11-01 | 1984-01-01
USA | US -397 | COLUMBIA | BWR | BWR-5 (Mark 2) | 3486 | 1190 | 1131 | ENERGYNW | GE | 1972-8 | 1984-5 | 1984-12 |  | 82.2 | 82.8 | - | Operational | 1984-05-01 | 1984-12-01
USA | US -400 | HARRIS-1 | PWR | WH 3LP (DRYAMB | 2900 | 980 | 964 | PROGRESS | WH | 1978-1 | 1987-1 | 1987-5 |  | 89.9 | 90 | - | Operational | 1987-01-01 | 1987-05-01
USA | US -410 | NINE MILE POINT-2 | BWR | BWR-5 (Mark 2) | 3988 | 1320 | 1277 | EXELON | GE | 1975-8 | 1987-8 | 1988-3 |  | 88.1 | 88.1 | - | Operational | 1987-08-01 | 1988-03-01
USA | US -412 | BEAVER VALLEY-2 | PWR | WH 3LP (DRYSUB | 2900 | 958 | 905 | FENOC | WH | 1974-5 | 1987-8 | 1987-11 |  | 89.1 | 89.1 | - | Operational | 1987-08-01 | 1987-11-01
USA | US -413 | CATAWBA-1 | PWR | WH 4LP (ICECND | 3411 | 1188 | 1160 | DUKEENER | WH | 1974-5 | 1985-1 | 1985-6 |  | 87.6 | 87.6 | - | Operational | 1985-01-01 | 1985-06-01
USA | US -414 | CATAWBA-2 | PWR | WH 4LP (ICECND | 3411 | 1188 | 1150 | DUKEENER | WH | 1974-5 | 1986-5 | 1986-8 |  | 88.4 | 88.4 | - | Operational | 1986-05-01 | 1986-08-01
USA | US -416 | GRAND GULF-1 | BWR | BWR-6 (Mark 3) | 4408 | 1500 | 1401 | ENTERGY | GE | 1974-5 | 1984-10 | 1985-7 |  | 84.8 | 85 | - | Operational | 1984-10-01 | 1985-07-01
USA | US -423 | MILLSTONE-3 | PWR | WH 4LP (DRYSUB | 3650 | 1280 | 1210 | DOMINION | WH | 1974-8 | 1986-2 | 1986-4 |  | 81.9 | 81.9 | - | Operational | 1986-02-01 | 1986-04-01
USA | US -424 | VOGTLE-1 | PWR | WH 4LP (DRYAMB | 3626 | 1229 | 1150 | SOUTHERN | WH | 1976-8 | 1987-3 | 1987-6 |  | 91.7 | 91.8 | - | Operational | 1987-03-01 | 1987-06-01
USA | US -425 | VOGTLE-2 | PWR | WH 4LP (DRYAMB | 3626 | 1229 | 1152 | SOUTHERN | WH | 1976-8 | 1989-4 | 1989-5 |  | 92.1 | 92.1 | - | Operational | 1989-04-01 | 1989-05-01
USA | US -440 | PERRY-1 | BWR | BWR-6 (Mark 3) | 3758 | 1303 | 1240 | FENOC | GE | 1974-10 | 1986-12 | 1987-11 |  | 84.9 | 84.9 | - | Operational | 1986-12-01 | 1987-11-01
USA | US -443 | SEABROOK-1 | PWR | WH 4LP (DRYAMB | 3648 | 1296 | 1246 | NEXTERA | WH | 1976-7 | 1990-5 | 1990-8 |  | 89.3 | 89.4 | - | Operational | 1990-05-01 | 1990-08-01
USA | US -445 | COMANCHE PEAK-1 | PWR | WH 4LP (DRYAMB | 3612 | 1259 | 1205 | LUMINANT | WH | 1974-12 | 1990-4 | 1990-8 |  | 90.8 | 90.8 | - | Operational | 1990-04-01 | 1990-08-01
USA | US -446 | COMANCHE PEAK-2 | PWR | WH 4LP (DRYAMB | 3612 | 1250 | 1195 | LUMINANT | WH | 1974-12 | 1993-4 | 1993-8 |  | 91.4 | 91.4 | - | Operational | 1993-04-01 | 1993-08-01
USA | US -454 | BYRON-1 | PWR | WH 4LP (DRYAMB | 3645 | 1242 | 1164 | EXELON | WH | 1975-4 | 1985-3 | 1985-9 |  | 90.6 | 90.7 | - | Operational | 1985-03-01 | 1985-09-01
USA | US -455 | BYRON-2 | PWR | WH 4LP (DRYAMB | 3645 | 1210 | 1136 | EXELON | WH | 1975-4 | 1987-2 | 1987-8 |  | 93.3 | 93.3 | - | Operational | 1987-02-01 | 1987-08-01
USA | US -456 | BRAIDWOOD-1 | PWR | WH 4LP (DRYAMB | 3645 | 1270 | 1194 | EXELON | WH | 1975-8 | 1987-7 | 1988-7 |  | 91 | 91 | - | Operational | 1987-07-01 | 1988-07-01
USA | US -457 | BRAIDWOOD-2 | PWR | WH 4LP (DRYAMB | 3645 | 1230 | 1160 | EXELON | WH | 1975-8 | 1988-5 | 1988-10 |  | 92.8 | 92.8 | - | Operational | 1988-05-01 | 1988-10-01
USA | US -458 | RIVER BEND-1 | BWR | BWR-6 (Mark 3) | 3091 | 1016 | 967 | ENTERGY | GE | 1977-3 | 1985-12 | 1986-6 |  | 84.8 | 85 | - | Operational | 1985-12-01 | 1986-06-01
USA | US -461 | CLINTON-1 | BWR | BWR-6 (Mark 3) | 3473 | 1098 | 1062 | EXELON | GE | 1975-10 | 1987-4 | 1987-11 |  | 83 | 83 | - | Operational | 1987-04-01 | 1987-11-01
USA | US -482 | WOLF CREEK | PWR | WH 4LP (DRYAMB | 3565 | 1285 | 1200 | WCNOC | WH | 1977-5 | 1985-6 | 1985-9 |  | 86.1 | 86.2 | - | Operational | 1985-06-01 | 1985-09-01
USA | US -483 | CALLAWAY-1 | PWR | WH 4LP (DRYAMB | 3565 | 1275 | 1215 | AmerenUE | WH | 1975-9 | 1984-10 | 1984-12 |  | 86.9 | 86.9 | - | Operational | 1984-10-01 | 1984-12-01
USA | US -498 | SOUTH TEXAS-1 | PWR | WH 4LP (DRYAMB | 3853 | 1354 | 1280 | STP | WH | 1975-12 | 1988-3 | 1988-8 |  | 85.2 | 85.2 | - | Operational | 1988-03-01 | 1988-08-01
USA | US -499 | SOUTH TEXAS-2 | PWR | WH 4LP (DRYAMB | 3853 | 1354 | 1280 | STP | WH | 1975-12 | 1989-4 | 1989-6 |  | 85.1 | 85.1 | - | Operational | 1989-04-01 | 1989-06-01
USA | US -5025 | VOGTLE-3 | PWR | AP-1000 | 3400 | 1250 | 1117 | SOUTHERN | WH | 2013-3 | 2023-3 | 2023-7 |  | 100 | 100 | - | Operational | 2023-03-01 | 2023-07-01
USA | US -528 | PALO VERDE-1 | PWR | CE80 2LP (DRYA | 3990 | 1414 | 1311 | APS | CE | 1976-5 | 1985-6 | 1986-1 |  | 83.1 | 83.2 | - | Operational | 1985-06-01 | 1986-01-01
USA | US -529 | PALO VERDE-2 | PWR | CE80 2LP (DRYA | 3990 | 1414 | 1314 | APS | CE | 1976-6 | 1986-5 | 1986-9 |  | 85 | 85 | - | Operational | 1986-05-01 | 1986-09-01
USA | US -530 | PALO VERDE-3 | PWR | CE80 2LP (DRYA | 3990 | 1414 | 1312 | APS | CE | 1976-6 | 1987-11 | 1988-1 |  | 86.8 | 87 | - | Operational | 1987-11-01 | 1988-01-01
USA | US -5026 | VOGTLE-4 | PWR | AP-1000 | 3400 | 1250 | 1117 | SOUTHERN | WH | 2013-11 | 2024-3 | [5 empty] | Under construction | 2024-03-01
USA | US -155 | BIG ROCK POINT | BWR |  | 240 | 71 | 67 | CPC | GE | 1960-5 | 1962-12 | 1963-3 | 1997-8 |  |  |  | Decomissioned | 1962-12-01 | 1963-03-01 | 1997-08-01 | -
USA | US -014 | BONUS | BWR |  | 50 | 18 | 17 | DOE/PRWR | GNEPRWRA | 1960-1 | 1964-8 | 1965-9 | 1968-6 |  |  |  | Decomissioned | 1964-08-01 | 1965-09-01 | 1968-06-01 | 3.8356
USA | US -302 | CRYSTAL RIVER-3 | PWR |  | 2568 | 890 | 860 | PROGRESS | B&W | 1968-9 | 1977-1 | 1977-3 | 2013-2 |  |  |  | Decomissioned | 1977-01-01 | 1977-03-01 | 2013-02-01 | 36.1096
USA | US -144 | CVTR | PHWR |  | 65 | 19 | 17 | CVPA | WH | 1960-1 | 1963-12 | 1963-12 | 1967-1 |  |  |  | Decomissioned | 1963-12-01 | 1963-12-01 | 1967-01-01 | 3.0877
USA | US -10 | DRESDEN-1 | BWR |  | 700 | 207 | 197 | EXELON | GE | 1956-5 | 1960-4 | 1960-7 | 1978-10 |  |  |  | Decomissioned | 1960-04-01 | 1960-07-01 | 1978-10-01 | 18.5123
USA | US -331 | DUANE ARNOLD-1 | BWR |  | 1912 | 624 | 601 | NEXTERA | GE | 1970-6 | 1974-5 | 1975-2 | 2020-10 |  |  |  | Decomissioned | 1974-05-01 | 1975-02-01 | 2020-10-01 | 46.4521
USA | US -011 | ELK RIVER | BWR |  | 58 | 24 | 22 | RCPA | AC | 1959-1 | 1963-8 | 1964-7 | 1968-2 |  |  |  | Decomissioned | 1963-08-01 | 1964-07-01 | 1968-02-01 | 4.5068
USA | US -16 | FERMI-1 | FBR |  | 200 | 65 | 61 | DTEDISON | UEC | 1956-8 | 1966-8 | 1966-8 | 1972-11 |  |  |  | Decomissioned | 1966-08-01 | 1966-08-01 | 1972-11-01 | 6.2575
USA | US -285 | FORT CALHOUN-1 | PWR |  | 1500 | 512 | 482 | EXELON | CE | 1968-6 | 1973-8 | 1973-9 | 2016-10 |  |  |  | Decomissioned | 1973-08-01 | 1973-09-01 | 2016-10-01 | 43.1973
USA | US -267 | FORT ST. VRAIN | HTGR |  | 842 | 342 | 330 | PSCC | GA | 1968-9 | 1976-12 | 1979-7 | 1989-8 |  |  |  | Decomissioned | 1976-12-01 | 1979-07-01 | 1989-08-01 | 12.674
USA | US -018 | GE VALLECITOS | BWR |  | 50 | 24 | 24 | GE | GE | 1956-1 | 1957-10 | 1957-10 | 1963-12 |  |  |  | Decomissioned | 1957-10-01 | 1957-10-01 | 1963-12-01 | 6.1699
USA | US -213 | HADDAM NECK | PWR |  | 1825 | 603 | 560 | CYAPC | WH | 1964-5 | 1967-8 | 1968-1 | 1996-12 |  |  |  | Decomissioned | 1967-08-01 | 1968-01-01 | 1996-12-01 | 29.3562
USA | US -077 | HALLAM | X |  | 256 | 84 | 75 | AEC/NPPD | GE | 1959-1 | 1963-9 | 1963-11 | 1964-9 |  |  |  | Decomissioned | 1963-09-01 | 1963-11-01 | 1964-09-01 | 1.0027
USA | US -133 | HUMBOLDT BAY | BWR |  | 220 | 65 | 63 | PG&E | GE | 1960-11 | 1963-4 | 1963-8 | 1976-7 |  |  |  | Decomissioned | 1963-04-01 | 1963-08-01 | 1976-07-01 | 13.2603
USA | US -013 | INDIAN POINT-1 | PWR |  | 615 | 277 | 257 | ENTERGY | B&W | 1956-5 | 1962-9 | 1962-10 | 1974-10 |  |  |  | Decomissioned | 1962-09-01 | 1962-10-01 | 1974-10-01 | 12.0904
USA | US -247 | INDIAN POINT-2 | PWR |  | 3216 | 1067 | 998 | ENTERGY | WH | 1966-10 | 1973-6 | 1974-8 | 2020-4 |  |  |  | Decomissioned | 1973-06-01 | 1974-08-01 | 2020-04-01 | 46.8658
USA | US -286 | INDIAN POINT-3 | PWR |  | 3216 | 1085 | 1030 | ENTERGY | WH | 1968-10 | 1976-4 | 1976-8 | 2021-4 |  |  |  | Decomissioned | 1976-04-01 | 1976-08-01 | 2021-04-01 | 45.0301
USA | US -305 | KEWAUNEE | PWR |  | 1772 | 595 | 566 | DOMINION | WH | 1968-8 | 1974-4 | 1974-6 | 2013-5 |  |  |  | Decomissioned | 1974-04-01 | 1974-06-01 | 2013-05-01 | 39.1096
USA | US -409 | LACROSSE | BWR |  | 165 | 55 | 48 | DPC | AC | 1963-3 | 1968-4 | 1969-11 | 1987-4 |  |  |  | Decomissioned | 1968-04-01 | 1969-11-01 | 1987-04-01 | 19.011
USA | US -309 | MAINE YANKEE | PWR |  | 2630 | 900 | 860 | MYAPC | CE | 1968-10 | 1972-11 | 1972-12 | 1997-8 |  |  |  | Decomissioned | 1972-11-01 | 1972-12-01 | 1997-08-01 | 24.7644
USA | US -245 | MILLSTONE-1 | BWR |  | 2011 | 684 | 641 | DOMINION | GE | 1966-5 | 1970-11 | 1971-3 | 1998-7 |  |  |  | Decomissioned | 1970-11-01 | 1971-03-01 | 1998-07-01 | 27.6822
USA | US -219 | OYSTER CREEK | BWR |  | 1930 | 652 | 619 | EXELON | GE | 1964-12 | 1969-9 | 1969-12 | 2018-9 |  |  |  | Decomissioned | 1969-09-01 | 1969-12-01 | 2018-09-01 | 49.0329
USA | US -255 | PALISADES | PWR |  | 2565 | 850 | 805 | ENTERGY | CE | 1967-3 | 1971-12 |  | 2022-5 |  |  |  | Decomissioned | 1971-12-01 |  | 2022-05-01 | 50.4493
USA | US -130 | PATHFINDER | BWR |  | 220 | 63 | 59 | NMC | AC | 1959-1 | 1966-7 | 1966-8 | 1967-10 |  |  |  | Decomissioned | 1966-07-01 | 1966-08-01 | 1967-10-01 | 1.2521
USA | US -171 | PEACH BOTTOM-1 | HTGR |  | 115 | 42 | 40 | EXELON | GA | 1962-2 | 1967-1 | 1967-6 | 1974-11 |  |  |  | Decomissioned | 1967-01-01 | 1967-06-01 | 1974-11-01 | 7.8384
USA | US -293 | PILGRIM-1 | BWR |  | 2028 | 711 | 677 | ENTERGY | GE | 1968-8 | 1972-7 | 1972-12 | 2019-5 |  |  |  | Decomissioned | 1972-07-01 | 1972-12-01 | 2019-05-01 | 46.863
USA | US -012 | PIQUA | X |  | 46 | 12 | 12 | CofPiqua | GE | 1960-1 | 1963-7 | 1963-11 | 1966-1 |  |  |  | Decomissioned | 1963-07-01 | 1963-11-01 | 1966-01-01 | 2.5068
USA | US -312 | RANCHO SECO-1 | PWR |  | 2772 | 917 | 873 | SMUD | B&W | 1969-4 | 1974-10 | 1975-4 | 1989-6 |  |  |  | Decomissioned | 1974-10-01 | 1975-04-01 | 1989-06-01 | 14.6767
USA | US -206 | SAN ONOFRE-1 | PWR |  | 1347 | 456 | 436 | SCE | WH | 1964-5 | 1967-7 | 1968-1 | 1992-11 |  |  |  | Decomissioned | 1967-07-01 | 1968-01-01 | 1992-11-01 | 25.3562
USA | US -361 | SAN ONOFRE-2 | PWR |  | 3438 | 1127 | 1070 | SCE | CE | 1974-3 | 1982-9 | 1983-8 | 2013-6 |  |  |  | Decomissioned | 1982-09-01 | 1983-08-01 | 2013-06-01 | 30.7699
USA | US -362 | SAN ONOFRE-3 | PWR |  | 3438 | 1127 | 1080 | SCE | CE | 1974-3 | 1983-9 | 1984-4 | 2013-6 |  |  |  | Decomissioned | 1983-09-01 | 1984-04-01 | 2013-06-01 | 29.7699
USA | US -146 | SAXTON | PWR |  | 24 | 3 | 3 | SNEC | GE | 1960-1 | 1967-3 |  | 1972-5 |  |  |  | Decomissioned | 1967-03-01 |  | 1972-05-01 | 5.1726
USA | US -001 | SHIPPINGPORT | PWR |  | 236 | 68 | 60 | DOE DUQU | WH | 1954-1 | 1957-12 | 1958-5 | 1982-10 |  |  |  | Decomissioned | 1957-12-01 | 1958-05-01 | 1982-10-01 | 24.8493
USA | US -322 | SHOREHAM | BWR |  | 2436 | 849 | 820 | LIPA | GE | 1972-11 | 1986-8 |  | 1989-6 |  |  |  | Decomissioned | 1986-08-01 |  | 1989-06-01 | 2.8356
USA | US -289 | THREE MILE ISLAND-1 | PWR |  | 2568 | 880 | 819 | EXELON | B&W | 1968-5 | 1974-6 | 1974-9 | 2019-9 |  |  |  | Decomissioned | 1974-06-01 | 1974-09-01 | 2019-09-01 | 45.2822
USA | US -320 | THREE MILE ISLAND-2 | PWR |  | 2772 | 959 | 880 | GPU | B&W | 1969-11 | 1978-4 | 1978-12 | 1979-3 |  |  |  | Decomissioned | 1978-04-01 | 1978-12-01 | 1979-03-01 | 0.91507
USA | US -344 | TROJAN | PWR |  | 3411 | 1155 | 1095 | PORTGE | WH | 1970-2 | 1975-12 | 1976-5 | 1992-11 |  |  |  | Decomissioned | 1975-12-01 | 1976-05-01 | 1992-11-01 | 16.9315
USA | US -271 | VERMONT YANKEE | BWR |  | 1912 | 635 | 605 | ENTERGY | GE | 1967-12 | 1972-9 | 1972-11 | 2014-12 |  |  |  | Decomissioned | 1972-09-01 | 1972-11-01 | 2014-12-01 | 42.2767
USA | US -29 | YANKEE NPS | PWR |  | 600 | 180 | 167 | YAEC | WH | 1957-11 | 1960-11 | 1961-7 | 1991-10 |  |  |  | Decomissioned | 1960-11-01 | 1961-07-01 | 1991-10-01 | 30.9342
USA | US -295 | ZION-1 | PWR |  | 3250 | 1085 | 1040 | EXELON | WH | 1968-12 | 1973-6 | 1973-12 | 1998-2 |  |  |  | Decomissioned | 1973-06-01 | 1973-12-01 | 1998-02-01 | 24.6877
USA | US -304 | ZION-2 | PWR |  | 3250 | 1085 | 1040 | EXELON | WH | 1968-12 | 1973-12 | 1974-9 | 1998-2 |  |  |  | Decomissioned | 1973-12-01 | 1974-09-01 | 1998-02-01 | 24.1863
USA | US -155 | BIG ROCK POINT | BWR |  | 240 | 71 | 67 | CPC | GE | 1960-5 | 1962-12 | 1963-3 | 1997-8 |  |  |  | Shutdown | 1962-12-01 | 1963-03-01 | 1997-08-01 | 34.6904
USA | US -014 | BONUS | BWR |  | 50 | 18 | 17 | DOE/PRWR | GNEPRWRA | 1960-1 | 1964-8 | 1965-9 | 1968-6 |  |  |  | Shutdown | 1964-08-01 | 1965-09-01 | 1968-06-01 | 3.8356
USA | US -302 | CRYSTAL RIVER-3 | PWR |  | 2568 | 890 | 860 | PROGRESS | B&W | 1968-9 | 1977-1 | 1977-3 | 2013-2 |  |  |  | Shutdown | 1977-01-01 | 1977-03-01 | 2013-02-01 | 36.1096
USA | US -144 | CVTR | PHWR |  | 65 | 19 | 17 | CVPA | WH | 1960-1 | 1963-12 | 1963-12 | 1967-1 |  |  |  | Shutdown | 1963-12-01 | 1963-12-01 | 1967-01-01 | 3.0877
USA | US -10 | DRESDEN-1 | BWR |  | 700 | 207 | 197 | EXELON | GE | 1956-5 | 1960-4 | 1960-7 | 1978-10 |  |  |  | Shutdown | 1960-04-01 | 1960-07-01 | 1978-10-01 | 18.5123
USA | US -331 | DUANE ARNOLD-1 | BWR |  | 1912 | 624 | 601 | NEXTERA | GE | 1970-6 | 1974-5 | 1975-2 | 2020-10 |  |  |  | Shutdown | 1974-05-01 | 1975-02-01 | 2020-10-01 | 46.4521
USA | US -011 | ELK RIVER | BWR |  | 58 | 24 | 22 | RCPA | AC | 1959-1 | 1963-8 | 1964-7 | 1968-2 |  |  |  | Shutdown | 1963-08-01 | 1964-07-01 | 1968-02-01 | 4.5068
USA | US -16 | FERMI-1 | FBR |  | 200 | 65 | 61 | DTEDISON | UEC | 1956-8 | 1966-8 | 1966-8 | 1972-11 |  |  |  | Shutdown | 1966-08-01 | 1966-08-01 | 1972-11-01 | 6.2575
USA | US -285 | FORT CALHOUN-1 | PWR |  | 1500 | 512 | 482 | EXELON | CE | 1968-6 | 1973-8 | 1973-9 | 2016-10 |  |  |  | Shutdown | 1973-08-01 | 1973-09-01 | 2016-10-01 | 43.1973
USA | US -267 | FORT ST. VRAIN | HTGR |  | 842 | 342 | 330 | PSCC | GA | 1968-9 | 1976-12 | 1979-7 | 1989-8 |  |  |  | Shutdown | 1976-12-01 | 1979-07-01 | 1989-08-01 | 12.674
USA | US -018 | GE VALLECITOS | BWR |  | 50 | 24 | 24 | GE | GE | 1956-1 | 1957-10 | 1957-10 | 1963-12 |  |  |  | Shutdown | 1957-10-01 | 1957-10-01 | 1963-12-01 | 6.1699
USA | US -213 | HADDAM NECK | PWR |  | 1825 | 603 | 560 | CYAPC | WH | 1964-5 | 1967-8 | 1968-1 | 1996-12 |  |  |  | Shutdown | 1967-08-01 | 1968-01-01 | 1996-12-01 | 29.3562
USA | US -077 | HALLAM | X |  | 256 | 84 | 75 | AEC/NPPD | GE | 1959-1 | 1963-9 | 1963-11 | 1964-9 |  |  |  | Shutdown | 1963-09-01 | 1963-11-01 | 1964-09-01 | 1.0027
USA | US -133 | HUMBOLDT BAY | BWR |  | 220 | 65 | 63 | PG&E | GE | 1960-11 | 1963-4 | 1963-8 | 1976-7 |  |  |  | Shutdown | 1963-04-01 | 1963-08-01 | 1976-07-01 | 13.2603
USA | US -013 | INDIAN POINT-1 | PWR |  | 615 | 277 | 257 | ENTERGY | B&W | 1956-5 | 1962-9 | 1962-10 | 1974-10 |  |  |  | Shutdown | 1962-09-01 | 1962-10-01 | 1974-10-01 | 12.0904
USA | US -247 | INDIAN POINT-2 | PWR |  | 3216 | 1067 | 998 | ENTERGY | WH | 1966-10 | 1973-6 | 1974-8 | 2020-4 |  |  |  | Shutdown | 1973-06-01 | 1974-08-01 | 2020-04-01 | 46.8658
USA | US -286 | INDIAN POINT-3 | PWR |  | 3216 | 1085 | 1030 | ENTERGY | WH | 1968-10 | 1976-4 | 1976-8 | 2021-4 |  |  |  | Shutdown | 1976-04-01 | 1976-08-01 | 2021-04-01 | 45.0301
USA | US -305 | KEWAUNEE | PWR |  | 1772 | 595 | 566 | DOMINION | WH | 1968-8 | 1974-4 | 1974-6 | 2013-5 |  |  |  | Shutdown | 1974-04-01 | 1974-06-01 | 2013-05-01 | 39.1096
USA | US -409 | LACROSSE | BWR |  | 165 | 55 | 48 | DPC | AC | 1963-3 | 1968-4 | 1969-11 | 1987-4 |  |  |  | Shutdown | 1968-04-01 | 1969-11-01 | 1987-04-01 | 19.011
USA | US -309 | MAINE YANKEE | PWR |  | 2630 | 900 | 860 | MYAPC | CE | 1968-10 | 1972-11 | 1972-12 | 1997-8 |  |  |  | Shutdown | 1972-11-01 | 1972-12-01 | 1997-08-01 | 24.7644
USA | US -245 | MILLSTONE-1 | BWR |  | 2011 | 684 | 641 | DOMINION | GE | 1966-5 | 1970-11 | 1971-3 | 1998-7 |  |  |  | Shutdown | 1970-11-01 | 1971-03-01 | 1998-07-01 | 27.6822
USA | US -219 | OYSTER CREEK | BWR |  | 1930 | 652 | 619 | EXELON | GE | 1964-12 | 1969-9 | 1969-12 | 2018-9 |  |  |  | Shutdown | 1969-09-01 | 1969-12-01 | 2018-09-01 | 49.0329
USA | US -255 | PALISADES | PWR |  | 2565 | 850 | 805 | ENTERGY | CE | 1967-3 | 1971-12 |  | 2022-5 |  |  |  | Shutdown | 1971-12-01 |  | 2022-05-01 | 50.4493
USA | US -130 | PATHFINDER | BWR |  | 220 | 63 | 59 | NMC | AC | 1959-1 | 1966-7 | 1966-8 | 1967-10 |  |  |  | Shutdown | 1966-07-01 | 1966-08-01 | 1967-10-01 | 1.2521
USA | US -171 | PEACH BOTTOM-1 | HTGR |  | 115 | 42 | 40 | EXELON | GA | 1962-2 | 1967-1 | 1967-6 | 1974-11 |  |  |  | Shutdown | 1967-01-01 | 1967-06-01 | 1974-11-01 | 7.8384
USA | US -293 | PILGRIM-1 | BWR |  | 2028 | 711 | 677 | ENTERGY | GE | 1968-8 | 1972-7 | 1972-12 | 2019-5 |  |  |  | Shutdown | 1972-07-01 | 1972-12-01 | 2019-05-01 | 46.863
USA | US -012 | PIQUA | X |  | 46 | 12 | 12 | CofPiqua | GE | 1960-1 | 1963-7 | 1963-11 | 1966-1 |  |  |  | Shutdown | 1963-07-01 | 1963-11-01 | 1966-01-01 | 2.5068
USA | US -312 | RANCHO SECO-1 | PWR |  | 2772 | 917 | 873 | SMUD | B&W | 1969-4 | 1974-10 | 1975-4 | 1989-6 |  |  |  | Shutdown | 1974-10-01 | 1975-04-01 | 1989-06-01 | 14.6767
USA | US -206 | SAN ONOFRE-1 | PWR |  | 1347 | 456 | 436 | SCE | WH | 1964-5 | 1967-7 | 1968-1 | 1992-11 |  |  |  | Shutdown | 1967-07-01 | 1968-01-01 | 1992-11-01 | 25.3562
USA | US -361 | SAN ONOFRE-2 | PWR |  | 3438 | 1127 | 1070 | SCE | CE | 1974-3 | 1982-9 | 1983-8 | 2013-6 |  |  |  | Shutdown | 1982-09-01 | 1983-08-01 | 2013-06-01 | 30.7699
USA | US -362 | SAN ONOFRE-3 | PWR |  | 3438 | 1127 | 1080 | SCE | CE | 1974-3 | 1983-9 | 1984-4 | 2013-6 |  |  |  | Shutdown | 1983-09-01 | 1984-04-01 | 2013-06-01 | 29.7699
USA | US -146 | SAXTON | PWR |  | 24 | 3 | 3 | SNEC | GE | 1960-1 | 1967-3 |  | 1972-5 |  |  |  | Shutdown | 1967-03-01 |  | 1972-05-01 | 5.1726
USA | US -001 | SHIPPINGPORT | PWR |  | 236 | 68 | 60 | DOE DUQU | WH | 1954-1 | 1957-12 | 1958-5 | 1982-10 |  |  |  | Shutdown | 1957-12-01 | 1958-05-01 | 1982-10-01 | 24.8493
USA | US -322 | SHOREHAM | BWR |  | 2436 | 849 | 820 | LIPA | GE | 1972-11 | 1986-8 |  | 1989-6 |  |  |  | Shutdown | 1986-08-01 |  | 1989-06-01 | 2.8356
USA | US -289 | THREE MILE ISLAND-1 | PWR |  | 2568 | 880 | 819 | EXELON | B&W | 1968-5 | 1974-6 | 1974-9 | 2019-9 |  |  |  | Shutdown | 1974-06-01 | 1974-09-01 | 2019-09-01 | 45.2822
USA | US -320 | THREE MILE ISLAND-2 | PWR |  | 2772 | 959 | 880 | GPU | B&W | 1969-11 | 1978-4 | 1978-12 | 1979-3 |  |  |  | Shutdown | 1978-04-01 | 1978-12-01 | 1979-03-01 | 0.91507
USA | US -344 | TROJAN | PWR |  | 3411 | 1155 | 1095 | PORTGE | WH | 1970-2 | 1975-12 | 1976-5 | 1992-11 |  |  |  | Shutdown | 1975-12-01 | 1976-05-01 | 1992-11-01 | 16.9315
USA | US -271 | VERMONT YANKEE | BWR |  | 1912 | 635 | 605 | ENTERGY | GE | 1967-12 | 1972-9 | 1972-11 | 2014-12 |  |  |  | Shutdown | 1972-09-01 | 1972-11-01 | 2014-12-01 | 42.2767
USA | US -29 | YANKEE NPS | PWR |  | 600 | 180 | 167 | YAEC | WH | 1957-11 | 1960-11 | 1961-7 | 1991-10 |  |  |  | Shutdown | 1960-11-01 | 1961-07-01 | 1991-10-01 | 30.9342
USA | US -295 | ZION-1 | PWR |  | 3250 | 1085 | 1040 | EXELON | WH | 1968-12 | 1973-6 | 1973-12 | 1998-2 |  |  |  | Shutdown | 1973-06-01 | 1973-12-01 | 1998-02-01 | 24.6877
USA | US -304 | ZION-2 | PWR |  | 3250 | 1085 | 1040 | EXELON | WH | 1968-12 | 1973-12 | 1974-9 | 1998-2 |  |  |  | Shutdown | 1973-12-01 | 1974-09-01 | 1998-02-01 | 24.1863
Formulas:
Grid connection_dateformat = IF([Grid connection]="","",DATE(LEFT([Grid connection],4),RIGHT([Grid connection],LEN([Grid connection])-5),1))
Comm. Operation_dateformat = IF([Comm. Operation]="","",DATE(LEFT([Comm. Operation],4),RIGHT([Comm. Operation],LEN([Comm. Operation])-5),1))
Suspended operation date_dateformat = IF([Suspended operation date]="","", DATE(LEFT([Suspended operation date],4), RIGHT([Suspended operation date],LEN([Suspended operation date])-5), 1))

## Reactors life
Country | In Operation_number | In Operation_net capacity | Suspended Operation_number | Suspended Operation_net capacity | Permanently Shutdown_number | Permanently Shutdown_net capacity | All Operating and Shutdown Reactors_number | All Operating and Shutdown Reactors_net capacity | Operating Experience_years | Operating Experience_months | Years
ARGENTINA | 3 | 1641 | 0 | 0 | 0 | 0 | 3 | 1641 | 100 | 2 | 0
ARMENIA | 1 | 416 | 0 | 0 | 1 | 376 | 2 | 792 | 49 | 8 | 12.1781
BELARUS | 2 | 2220 | 0 | 0 | 0 | 0 | 2 | 2220 | 3 | 10 | 0
BELGIUM | 5 | 3908 | 0 | 0 | 3 | 2024 | 8 | 5932 | 329 | 5 | 105.326
BRAZIL | 2 | 1884 | 0 | 0 | 0 | 0 | 2 | 1884 | 65 | 3 | 0
BULGARIA | 2 | 2006 | 0 | 0 | 4 | 1632 | 6 | 3638 | 175 | 3 | 106.411
CANADA | 19 | 13699 | 0 | 0 | 6 | 2143 | 25 | 15842 | 845 | 6 | 150.7699
CHINA | 55 | 53152 | 0 | 0 | 0 | 0 | 55 | 53152 | 568 | 2 | 0
CZECH REP. | 6 | 3934 | 0 | 0 | 0 | 0 | 6 | 3934 | 194 | 10 | 0
FINLAND | 5 | 4394 | 0 | 0 | 0 | 0 | 5 | 4394 | 181 | 2 | 0
FRANCE | 56 | 61370 | 0 | 0 | 14 | 5549 | 70 | 66919 | 2505 | 0 | 340.2384
GERMANY | 0 | 0 | 0 | 0 | 33 | 26235 | 33 | 26235 | 862 | 0 | 833.5699
HUNGARY | 4 | 1916 | 0 | 0 | 0 | 0 | 4 | 1916 | 154 | 2 | 0
INDIA | 19 | 6290 | 4 | 639 | 0 | 0 | 23 | 6929 | 585 | 6 | 168.4548
IRAN,ISL.REP | 1 | 915 | 0 | 0 | 0 | 0 | 1 | 915 | 12 | 4 | 0
ITALY | 0 | 0 | 0 | 0 | 4 | 1423 | 4 | 1423 | 80 | 8 | 80.7178
JAPAN | 12 | 11046 | 21 | 20633 | 27 | 17119 | 60 | 48798 | 1734 | 6 | 2283.5178
KAZAKHSTAN | 0 | 0 | 0 | 0 | 1 | 52 | 1 | 52 | 25 | 10 | 51.5342
KOREA,REP.OF | 26 | 25825 | 0 | 0 | 2 | 1237 | 28 | 27062 | 669 | 10 | 77.0521
LITHUANIA | 0 | 0 | 0 | 0 | 2 | 2370 | 2 | 2370 | 43 | 6 | 43.3671
MEXICO | 2 | 1552 | 0 | 0 | 0 | 0 | 2 | 1552 | 63 | 11 | 0
NETHERLANDS | 1 | 482 | 0 | 0 | 1 | 55 | 2 | 537 | 79 | 0 | 28.4329
PAKISTAN | 6 | 3262 | 0 | 0 | 1 | 90 | 7 | 3352 | 104 | 9 | 49.8685
ROMANIA | 2 | 1300 | 0 | 0 | 0 | 0 | 2 | 1300 | 43 | 11 | 0
RUSSIA | 37 | 27727 | 0 | 0 | 10 | 3957 | 47 | 31684 | 1484 | 7 | 358.337
SLOVAKIA | 5 | 2308 | 0 | 0 | 3 | 909 | 8 | 3217 | 189 | 7 | 0
SLOVENIA | 1 | 688 | 0 | 0 | 0 | 0 | 1 | 688 | 42 | 3 | 0
SOUTH AFRICA | 2 | 1854 | 0 | 0 | 0 | 0 | 2 | 1854 | 78 | 3 | 0
SPAIN | 7 | 7123 | 0 | 0 | 3 | 1067 | 10 | 8190 | 371 | 1 | 102.4055
SWEDEN | 6 | 6944 | 0 | 0 | 7 | 4054 | 13 | 10998 | 492 | 0 | 242.4247
SWITZERLAND | 4 | 2973 | 0 | 0 | 2 | 379 | 6 | 3352 | 240 | 11 | 49.4548
UAE | 3 | 4011 | 0 | 0 | 0 | 0 | 3 | 4011 | 7 | 0 | 0
UK | 9 | 5883 | 0 | 0 | 36 | 7755 | 45 | 13638 | 1667 | 9 | 2672.4164
UKRAINE | 15 | 13107 | 0 | 0 | 4 | 3515 | 19 | 16622 | 578 | 6 | 53.3699
USA | 93 | 95835 | 0 | 0 | 41 | 19976 | 134 | 115811 | 4879 | 7 | 1865.8137
TOTAL | 413 | 371539 | 25 | 21272 | 209 | 105095 | 647 | 497906 | 19751 | 7 | 9675.6603

## Net elec power-current+future
Country | PWR |  | BWR |  | PHWR |  | LWGR |  | FBR |  | HTGR |  | Totals |  | Status
| No. | MW(e) | No. | MW(e) | No. | MW(e) | No. | MW(e) | No. | MW(e) | No. | MW(e) | No. | MW(e)
ARGENTINA | 1 | 25 | [10 empty] | 1 | 25 | Operational
BANGLADESH | 2 | 2160 | [10 empty] | 2 | 2160 | Operational
BRAZIL | 1 | 1340 | [10 empty] | 1 | 1340 | Operational
CHINA | 22 | 23664 | [6 empty] | 2 | 1284 |  |  | 24 | 24948 | Operational
EGYPT | 3 | 3300 | [10 empty] | 3 | 3300 | Operational
FRANCE | 1 | 1630 | [10 empty] | 1 | 1630 | Operational
INDIA | 4 | 3668 |  |  | 3 | 1890 |  |  | 1 | 470 |  |  | 8 | 6028 | Operational
IRAN,ISL.REP | 1 | 974 | [10 empty] | 1 | 974 | Operational
JAPAN |  |  | 2 | 2653 | [8 empty] | 2 | 2653 | Operational
KOREA,REP.OF | 2 | 2680 | [10 empty] | 2 | 2680 | Operational
RUSSIA | 2 | 2400 | [6 empty] | 1 | 300 |  |  | 3 | 2700 | Operational
SLOVAKIA | 1 | 440 | [10 empty] | 1 | 440 | Operational
TÜRKIYE | 4 | 4456 | [10 empty] | 4 | 4456 | Operational
UAE | 1 | 1310 | [10 empty] | 1 | 1310 | Operational
UK | 2 | 3260 | [10 empty] | 2 | 3260 | Operational
UKRAINE | 2 | 2070 | [10 empty] | 2 | 2070 | Operational
USA | 1 | 1117 | [10 empty] | 1 | 1117 | Operational
ARGENTINA | 1 | 25 | [10 empty] | 1 | 25 | Underconstruction
BANGLADESH | 2 | 2160 | [10 empty] | 2 | 2160 | Underconstruction
BRAZIL | 1 | 1340 | [10 empty] | 1 | 1340 | Underconstruction
CHINA | 22 | 23664 | [6 empty] | 2 | 1284 |  |  | 24 | 24948 | Underconstruction
EGYPT | 3 | 3300 | [10 empty] | 3 | 3300 | Underconstruction
FRANCE | 1 | 1630 | [10 empty] | 1 | 1630 | Underconstruction
INDIA | 4 | 3668 |  |  | 3 | 1890 |  |  | 1 | 470 |  |  | 8 | 6028 | Underconstruction
IRAN,ISL.REP | 1 | 974 | [10 empty] | 1 | 974 | Underconstruction
JAPAN |  |  | 2 | 2653 | [8 empty] | 2 | 2653 | Underconstruction
KOREA,REP.OF | 2 | 2680 | [10 empty] | 2 | 2680 | Underconstruction
RUSSIA | 2 | 2400 | [6 empty] | 1 | 300 |  |  | 3 | 2700 | Underconstruction
SLOVAKIA | 1 | 440 | [10 empty] | 1 | 440 | Underconstruction
TÜRKIYE | 4 | 4456 | [10 empty] | 4 | 4456 | Underconstruction
UAE | 1 | 1310 | [10 empty] | 1 | 1310 | Underconstruction
UK | 2 | 3260 | [10 empty] | 2 | 3260 | Underconstruction
UKRAINE | 2 | 2070 | [10 empty] | 2 | 2070 | Underconstruction
USA | 1 | 1117 | [10 empty] | 1 | 1117 | Underconstruction
61091
535157.16
396000

## Nuclear power share by country
Country | Nuclear Production [TW.h] of Reactors Connected to the Grid (Latest in each year)
| 1995 |  | 2000 |  | 2005 |  | 2010 |  | 2015 |  | 2020 |  | 2022 |  | 2023
| TW.h | % of Total | TW.h | % of Total | TW.h | % of Total | TW.h | % of Total | TW.h | % of Total | TW.h | % of Total | TW.h | % of Total | TW.h | % of Total
ARGENTINA | 6.57 | 11.8 | 5.74 | 7.3 | 6.37 | 6.9 | 6.69 | 5.9 | 6.52 | 4.8 | 10.01 | 7.5 | 7.47 | 5.4 | 8.96 | 6.3
ARMENIA | 0 | NA | 1.84 | 33 | 2.5 | 42.7 | 2.29 | 39.4 | 2.57 | 34.5 | 2.55 | 34.5 | 2.63 | 31 | 2.51 | 31.1
BELARUS | 0 | NA | 0 | NA | 0 | NA | 0 | NA | 0 | NA | 0.34 | 1 | 4.41 | 11.9 | 11 | 28.6
BELGIUM | 39.3 | 55.5 | 45.81 | 56.8 | 45.34 | 55.6 | 45.73 | 50 | 24.83 | 37.5 | 32.79 | 39.1 | 41.74 | 46.4 | 31.29 | 41.2
BRAZIL | 2.33 | 1 | 5.59 | 1.9 | 9.2 | 2.5 | 13.77 | 3.1 | 13.89 | 2.8 | 13.24 | 2.5 | 13.74 | 2.5 | 13.7 | 2.2
BULGARIA | 16.22 | 46.4 | 16.79 | 45 | 17.38 | 44.1 | 14.24 | 33.1 | 14.7 | 31.3 | 15.94 | 40.8 | 15.78 | 32.6 | 15.49 | 40.4
CANADA | 93.98 | 17.3 | 69.12 | 11.8 | 86.83 | 14.5 | 85.5 | 15.1 | 95.64 | 16.6 | 92.17 | 14.6 | 81.72 | 12.9 | 83.47 | 13.7
CHINA | 12.13 | 1.2 | 16.02 | 1.2 | 50.33 | 2 | 70.96 | 1.8 | 161.2 | 3 | 344.75 | 4.9 | 395.35 | 5 | 406.48 | 4.9
CZECH REP. | 12.23 | 20 | 12.71 | 18.7 | 23.25 | 30.5 | 26.44 | 33.3 | 25.34 | 32.5 | 28.37 | 37.3 | 29.31 | 36.7 | 28.73 | 40
FINLAND | 18.13 | 29.9 | 21.58 | 32.2 | 22.36 | 32.9 | 21.89 | 28.4 | 22.33 | 33.7 | 22.35 | 33.9 | 24.24 | 35 | 32.76 | 42
FRANCE | 358.71 | 76.1 | 395.39 | 76.4 | 431.18 | 78.5 | 410.09 | 74.1 | 419.04 | 76.3 | 338.74 | 70.6 | 282.09 | 62.6 | 323.77 | 64.8
GERMANY | 146.13 | 29.6 | 160.66 | 30.6 | 154.61 | 26.6 | 133.01 | 22.6 | 86.81 | 14.1 | 60.92 | 11.3 | 31.89 | 5.8 | 6.72 | 1.4
HUNGARY | 13.2 | 42.3 | 13.35 | 40.6 | 13.02 | 37.2 | 14.66 | 42.1 | 14.96 | 52.7 | 15.18 | 48 | 14.95 | 47 | 15.09 | 48.8
INDIA | 6.99 | 1.9 | 14.23 | 3.1 | 15.73 | 2.8 | 20.48 | 2.8 | 34.64 | 3.5 | 40.37 | 3.3 | 41.97 | 3.1 | 44.65 | 3.1
IRAN,ISL.REP | 0 | NA | 0 | NA | 0 | NA | 0 | NA | 3.2 | 1.3 | 5.79 | 1.7 | 6.01 | 1.7 | 6.07 | 1.7
JAPAN | 275.51 | 33.4 | 306.24 | 33.8 | 280.5 | 29.3 | 280.25 | 29.2 | 4.35 | 0.5 | 43.1 | 5.1 | 51.91 | 6.1 | 77.54 | 5.6
KAZAKHSTAN | 0.08 | 0.1 | 0 | 0 | 0 | NA | 0 | 0 | 0 | 0 | 0 | NA | 0 | NA | 0 | NA
KOREA,REP.OF | 60.21 | 36.1 | 103.54 | 40.7 | 137.59 | 44.7 | 141.89 | 32.2 | 157.2 | 31.7 | 152.58 | 29.6 | 167.51 | 30.4 | 171.64 | 31.5
LITHUANIA | 10.64 | 86.1 | 7.42 | 73.9 | 9.54 | 70.3 | 0 | 0 | 0 | 0 | 0 | NA | 0 | NA | 0 | NA
MEXICO | 7.53 | 6 | 7.92 | 3.9 | 10.32 | 5 | 5.59 | 3.6 | 11.18 | 6.8 | 10.86 | 4.9 | 10.54 | 4.5 | 12.04 | 4.9
NETHERLANDS | 3.78 | 4.9 | 3.7 | 4.3 | 3.77 | 3.9 | 3.75 | 3.4 | 3.86 | 3.7 | 3.89 | 3.2 | 3.93 | 3.3 | 3.77 | 3.4
PAKISTAN | 0.46 | 0.9 | 0.9 | 1.6 | 2.41 | 2.8 | 2.56 | 2.6 | 4.33 | 4.4 | 9.64 | 7.1 | 22.22 | 16.2 | 22.38 | 17.4
ROMANIA | 0 | NA | 5.05 | 10.9 | 5.11 | 8.6 | 10.7 | 19.5 | 10.71 | 17.3 | 10.58 | 19.9 | 10.22 | 19.4 | 10.31 | 18.9
RUSSIA | 91.59 | 11.8 | 120.1 | 15 | 137.64 | 15.8 | 159.41 | 17.1 | 182.81 | 18.6 | 201.82 | 20.6 | 209.52 | 19.6 | 203.96 | 18.4
SLOVAKIA | 11.35 | 44.1 | 15.17 | 53.4 | 16.34 | 56.1 | 13.54 | 51.8 | 14.08 | 55.9 | 14.36 | 53.1 | 14.83 | 59.2 | 17 | 61.3
SLOVENIA | 4.57 | 39.5 | 4.55 | 37.4 | 5.61 | 42.4 | 5.38 | 37.3 | 5.37 | 38 | 6.04 | 37.8 | 5.31 | 42.8 | 5.33 | 36.8
SOUTH AFRICA | 11.29 | 6.5 | 13 | 6.6 | 12.24 | 5.5 | 12.9 | 5.2 | 10.97 | 4.7 | 11.62 | 5.9 | 10.12 | 4.9 | 8.15 | 4.4
SPAIN | 53.49 | 34.1 | 59.49 | 27.6 | 54.99 | 19.6 | 59.26 | 20.1 | 54.76 | 20.3 | 55.8 | 22.2 | 56.15 | 20.3 | 54.37 | 20.3
SWEDEN | 67.17 | 46.6 | 54.81 | 39 | 69.58 | 44.9 | 55.73 | 38.1 | 54.46 | 34.3 | 47.36 | 29.4 | 50.02 | 29.4 | 46.65 | 28.6
SWITZERLAND | 23.58 | 39.9 | 25.05 | 38.2 | 22.11 | 38 | 25.34 | 38 | 22.16 | 33.5 | 23.05 | 32.9 | 23.18 | 36.4 | 23.4 | 32.4
UAE | 0 | NA | 0 | NA | 0 | NA | 0 | NA | 0 | NA | 1.56 | 1.1 | 19.3 | 12.4 | 31.21 | 19.7
UK | 70.64 | 25.4 | 72.99 | 21.9 | 75.34 | 20 | 56.85 | 15.6 | 63.89 | 18.9 | 45.67 | 14.5 | 43.6 | 14.2 | 37.28 | 12.5
UKRAINE | 65.78 | 37.8 | 72.56 | 47.3 | 83.4 | 48.5 | 83.95 | 48.1 | 82.41 | 56.5 | 71.55 | 51.2 | 0 | NA | 0 | NA
USA | 673.52 | 22.5 | 755.55 | 19.8 | 783.35 | 19.3 | 807.08 | 19.6 | 798.01 | 19.5 | 789.92 | 19.7 | 772.22 | 18.2 | 779.19 | 18.6
TOTAL | 2190.94 |  | 2443.85 |  | 2626.34 |  | 2629.82 |  | 2441.34 |  | 2553.24 |  | 2486.83 |  | 2552.07

## Performance fac by cat
TABLE 18. PERFORMANCE FACTORS BY REACTOR CATEGORY (2021-2023)
Reactor | Reactors reporting to IAEA PRIS (see note)
Category | Number of Units | Availability Factor | Planned Cap.Loss Factor | Capacity Factor | Forced Loss Rate | Operating Factor | Load Factor
|  | (EAF) % | (PCL) % | (UCF) % | (FLR) % | (OF) % | (LF) %
PWR | 310 | 81.2 | 12.5 | 82.7 | 3.4 | 83.1 | 80.6
PWR < 600 MWe | 39 | 88.3 | 9.4 | 89.4 | 0.9 | 88.1 | 86.5
PWR >= 600 MWe | 271 | 80.8 | 12.7 | 82.3 | 3.6 | 82.3 | 80.2
BWR | 44 | 92.2 | 6.1 | 92.6 | 1.3 | 92.6 | 91.3
BWR < 600 MWe | 0
BWR >= 600 MWe | 44 | 92.2 | 6.1 | 92.6 | 1.3 | 92.6 | 91.3
PHWR | 47 | 75.1 | 20.5 | 75.9 | 3.5 | 79.9 | 75.4
PHWR < 600 MWe | 26 | 81.3 | 13.1 | 82.6 | 3.1 | 83.9 | 81.6
PHWR >= 600 MWe | 21 | 71.6 | 24.6 | 72.1 | 3.7 | 74.9 | 72
LWGR | 12 | 77.9 | 19.3 | 78.7 | 2 | 80.9 | 78.8
LWGR < 600 MWe | 3 | 83.3 | 16.7 | 83.3 | 0 | 82 | 30.5
LWGR >= 600 MWe | 9 | 77.9 | 19.3 | 78.7 | 2.1 | 80.4 | 79
GCR | 14 | 66.2 | 16.8 | 67 | 8.7 | 71.4 | 66
FBR | 2 | 65.4 | 27.7 | 66.4 | 8.1 | 70.2 | 66.1
TOTAL | 429 | 81.8 | 12.5 | 83.1 | 3.2 | 83.3 | 81.2
Notes:
1. Reactors shut down during 2021 to 2023 (19 units ) are considered.
2. Nuclear power operating statistics do not include 2022 and 2023 outage data from Ukrainian reactor units as information for these units was not reported by the time of publication.

## Outage stats during 2023
TABLE 19. FULL OUTAGE STATISTICS DURING 2023
Reactor Type | Number of Units | Full Outage Hours per Operating Experience Year | % Planned Outages | % Unplanned Outages | % External Outages
PWR | 306 | 1354 | 72.9 | 21.7 | 5.4
PWR < 600 MWe | 39 | 957 | 87.4 | 8.3 | 4.3
PWR >= 600 MWe | 267 | 1412 | 71.4 | 23.1 | 5.5
BWR | 42 | 564 | 90.1 | 9.2 | 0.7
BWR < 600 MWe | 0 |  | 0 | 0 | 0
BWR >= 600 MWe | 42 | 564 | 90.1 | 9.2 | 0.7
PHWR | 46 | 1835 | 90.8 | 8.7 | 0.5
PHWR < 600 MWe | 25 | 1476 | 84.3 | 15 | 0.7
PHWR >= 600 MWe | 21 | 2262 | 95.9 | 3.9 | 0.2
LWGR | 11 | 1535 | 97.3 | 2.7 | 0
LWGR < 600 MWe | 3 | 1038 | 98.7 | 1.3 | 0
LWGR >= 600 MWe | 8 | 1721 | 97 | 3 | 0
GCR | 8 | 2300 | 67.5 | 31.2 | 1.3
FBR | 2 | 2731 | 95.9 | 4.1 | 0
ALL REACTORS | 415 | 1357 | 77 | 18.8 | 4.2
Notes:
1. Only reactors in commercial operation are considered.
2. Reactors shut down during 2023 (5 units) are considered.
3. Nuclear power operating statistics do not include outage data from Ukrainian reactor units as information for these units was not reported by the time of publication.

## cause of full outge during 2023
TABLE 20. DIRECT CAUSES OF FULL OUTAGES DURING 2023
Direct Outage Cause | Planned Full Outages |  |  |  | Unplanned Full Outages
| Energy Lost |  | Time Lost |  | Energy Lost |  | Time Lost
| GW.h | % | Hours | % | GW.h | % | Hours | %
Plant equipment problem/failure |  |  |  |  | 94537 | 98.29 | 86550 | 97.76
Refuelling without maintenance | 31668 | 8.17 | 33345 | 7.54
Inspection, maintenance or repair combined with refuelling | 296055 | 76.42 | 317596 | 71.84
Inspection, maintenance or repair without refuelling | 26234 | 6.77 | 44141 | 9.98
Testing of plant systems or components | 1184 | 0.31 | 947 | 0.21 | 240 | 0.25 | 800 | 0.9
Major backfitting, refurbishment or upgrading activities with refuelling | 15615 | 4.03 | 17756 | 4.02
Major backfitting, refurbishment or upgrading activities without refuelling | 13547 | 3.5 | 23283 | 5.27
Nuclear regulatory requirements | 454 | 0.12 | 2230 | 0.5 | 1 |  | 2
Human factor related |  |  |  |  | 1286 | 1.34 | 1001 | 1.13
Fuel management limitation (including high flux tilt, stretch out or coast-down operation) |  |  |  |  | 1 |  | 1
Other | 2663 | 0.69 | 2792 | 0.63 | 114 | 0.12 | 174 | 0.2
TOTAL | 387420 | 100 | 442090 | 100 | 96179 | 100 | 88528 | 100
Notes:
1. Only reactors which have achieved full commercial operation in or before 2023 are counted.
2. Nuclear power operating statistics do not include outage data from Ukrainian reactor units as information for these units was not reported by the time of publication.

## Reac under constr
TABLE 13. REACTORS UNDER CONSTRUCTION, 31 DEC. 2023
Country | Code | Reactor Name | Type | Model | Capacity [MW] |  |  | Operator | NSSS | Construction | First | Grid | Commercial
[5 empty] | Thermal | Gross | Net |  | Supplier | Start | Criticality | Connection | Operation
ARGENTINA | AR -4 | CAREM25 | PWR | CAREM Prototyp | 100 | 29 | 25 | CNEA | CNEA | 2015-8
BANGLADESH | BD -1 | ROOPPUR-1 | PWR | VVER V-523 | 3200 | 1200 | 1080 | NPCBL | AEM | 2017-11
| BD -2 | ROOPPUR-2 | PWR | VVER V-523 | 3200 | 1200 | 1080 | NPCBL | AEM | 2018-7
BRAZIL | BR -3 | ANGRA-3 | PWR | PRE KONVOI | 3900 | 1405 | 1340 | ELETRONU | KWU | 2010-5 | 2028-3 | 2028-3 | 2028-7
CHINA | CN -65 | CHANGJIANG-3 | PWR | HPR1000 | 3190 | 1198 | 1000 | CHG | CFHI | 2021-3
| CN -66 | CHANGJIANG-4 | PWR | HPR1000 | 3190 | 1198 | 1000 | CHG | CFHI | 2021-12
| CN -56 | FANGCHENGGANG-4 | PWR | HPR1000 | 3150 | 1180 | 1000 | GFNPC | CFHI | 2016-12 | 2024-4 | 2024-4 | 2024-5
| CN -74 | HAIYANG-3 | PWR | CAP1000 | 3400 | 1253 | 1161 | SDNPC | SNERDI | 2022-7
| CN -75 | HAIYANG-4 | PWR | CAP1000 | 3400 | 1253 | 1161 | SDNPC | SNERDI | 2023-4
| CN -79 | LIANJIANG-1 | PWR | CAP1000 | 3400 | 1224 | 1224 | ZJNPC | SNPEMC | 2023-9
| CN -69 | LINGLONG-1 | PWR | ACP100 | 385 | 125 | 100 | HNPC | CFHI | 2021-7
| CN -76 | LUFENG-5 | PWR | HPR1000 | 3180 | 1200 | 1116 | LFNPC | CFHI | 2022-9
| CN -77 | LUFENG-6 | PWR | HPR1000 | 3180 | 1200 | 1116 | LFNPC | SENPE | 2023-8
| CN -63 | SANAOCUN-1 | PWR | HRP1000 | 3180 | 1210 | 1117 | CGCNP | CFHI | 2020-12
| CN -64 | SANAOCUN-2 | PWR | HRP1000 | 3180 | 1210 | 1117 | CGCNP | CFHI | 2021-12
| CN -72 | SANMEN-3 | PWR | CAP1000 | 3400 | 1251 | 1163 | SMNPC | Shanghai | 2022-6
| CN -73 | SANMEN-4 | PWR | CAP1000 | 3400 | 1251 | 1163 | SMNPC | Shanghai | 2023-3
| CN -61 | TAIPINGLING-1 | PWR | HPR1000 | 3190 | 1202 | 1116 | HZNP | DEC | 2019-12
| CN -62 | TAIPINGLING-2 | PWR | HPR1000 | 3190 | 1202 | 1116 | HZNP | CFHI | 2020-10
| CN -67 | TIANWAN-7 | PWR | VVER-1200/V491 | 3200 | 1265 | 1171 | JNPC | Atommash | 2021-5
| CN -68 | TIANWAN-8 | PWR | VVER-1200/V491 | 3200 | 1265 | 1171 | JNPC | Atommash | 2022-2
| CN -00 | XIAPU-1 | FBR | CFR600 | 1882 | 682 | 642 | CNNC | CIAE(Chi | 2017-12
| CN -78 | XIAPU-2 | FBR | CFR600 | 1882 | 682 | 642 | CNNC | CIAE(Chi | 2020-12
| CN -81 | XUDABU-1 | PWR | CAP1000 | 2905 | 1290 | 1000 | LNPC | DEC | 2023-11
| CN -70 | XUDABU-3 | PWR | VVER-1200/V491 | 3200 | 1274 | 1200 | LNPC | Russian | 2021-7
| CN -71 | XUDABU-4 | PWR | VVER-1200/V491 | 3200 | 1274 | 1200 | LNPC | Atommash | 2022-5
| CN -57 | ZHANGZHOU-1 | PWR | HPR1000 | 3190 | 1212 | 1126 | ZGZEC | CFHI | 2019-10
| CN -58 | ZHANGZHOU-2 | PWR | HPR1000 | 3190 | 1212 | 1126 | ZGZEC | CFHI | 2020-9
EGYPT | EG -1 | EL DABAA-1 | PWR | VVER-1200 | 3200 | 1200 | 1100 | NPPA | JSC ASE | 2022-7
| EG -2 | EL DABAA-2 | PWR | VVER-1200 | 3200 | 1200 | 1100 | NPPA | JSC ASE | 2022-11
| EG -3 | EL DABAA-3 | PWR | VVER-1200 | 3200 | 1200 | 1100 | NPPA | JSC ASE | 2023-5
FRANCE | FR -74 | FLAMANVILLE-3 | PWR | EPR | 4300 | 1650 | 1630 | EDF | FRAM | 2007-12
INDIA | IN -31 | KAKRAPAR-4 | PHWR | PHWR-700 | 2166 | 700 | 630 | NPCIL | NPCIL | 2010-11 | 2023-12 | 2024-2 | 2024-3
| IN -35 | KUDANKULAM-3 | PWR | VVER V-412 | 3000 | 1000 | 917 | NPCIL | JSC ASE | 2017-6
| IN -36 | KUDANKULAM-4 | PWR | VVER V-412 | 3000 | 1000 | 917 | NPCIL | JSC ASE | 2017-10
| IN -37 | KUDANKULAM-5 | PWR | VVERV412 | 3000 | 1000 | 917 | NPCIL | JSC ASE | 2021-6
| IN -38 | KUDANKULAM-6 | PWR | VVERV412 | 3000 | 1000 | 917 | NPCIL | JSC ASE | 2021-12
| IN -29 | PFBR | FBR | Prototype | 1253 | 500 | 470 | BHAVINI |  | 2004-10
| IN -21 | RAJASTHAN-7 | PHWR | Horizontal Pre | 2177 | 700 | 630 | NPCIL | NPCIL | 2011-7
| IN -22 | RAJASTHAN-8 | PHWR | Horizontal Pre | 2177 | 700 | 630 | NPCIL | NPCIL | 2011-9
IRAN,ISL.REP | IR -2 | BUSHEHR-2 | PWR | V-528 VVER-100 | 3012 | 1057 | 974 | NPPDCO | JSC ASE | 2019-9
JAPAN | JP -66 | OHMA | BWR | ABWR | 3926 | 1383 | 1328 | EPDC | H/G | 2010-5
| JP -65 | SHIMANE-3 | BWR | ABWR | 3926 | 1373 | 1325 | CHUGOKU | HITACHI | 2006-10
KOREA,REP.OF | KR -29 | SAEUL-3 | PWR | APR-1400 | 3983 | 1400 | 1340 | KHNP | DHICKOPC | 2017-4
| KR -30 | SAEUL-4 | PWR | APR-1400 | 3983 | 1400 | 1340 | KHNP | DHICKOPC | 2018-9
RUSSIA | RU -208 | BREST-OD-300 | FBR | BREST-OD-300 | 700 | 320 | 300 | SKhK | NA | 2021-6
| RU -166 | KURSK 2-1 | PWR | VVER V-510 | 3300 | 1255 | 1200 | REA | AEM | 2018-4 | 2024-11 | 2025-3 | 2025-12
| RU -189 | KURSK 2-2 | PWR | VVER V-510 | 3300 | 1255 | 1200 | REA | AEM | 2019-5 | 2026-12 | 2027-3 | 2027-12
SLOVAKIA | SK -11 | MOCHOVCE-4 | PWR | VVER V-213 | 1375 | 471 | 440 | SE | ŠKODA | 1987-1 | 2024-7 | 2024-8 | 2024-10
TÜRKIYE | TR -1 | AKKUYU-1 | PWR | VVER V-509 | 3200 | 1200 | 1114 | ANJSC | AEM | 2018-4
| TR -2 | AKKUYU-2 | PWR | VVER V-509 | 3200 | 1200 | 1114 | ANC | AEM | 2020-4
| TR -3 | AKKUYU-3 | PWR | VVER V-509 | 3200 | 1200 | 1114 | ANC | AEM | 2021-3
| TR -4 | AKKUYU-4 | PWR | VVER V-509 | 3200 | 1200 | 1114 | ANC | AEM | 2022-7
UAE | AE -04 | BARAKAH-4 | PWR | APR-1400 | 3983 | 1417 | 1310 | NAWAH | KEPCO | 2015-7 | 2024-3 | 2024-3
UK | GB -25A | HINKLEY POINT C-1 | PWR | EPR-1750 | 4524 | 1720 | 1630 | EDF-CGN | ORANO | 2018-12
| GB -25B | HINKLEY POINT C-2 | PWR | EPR-1750 | 4524 | 1720 | 1630 | EDF-CGN | ORANO | 2019-12
UKRAINE | UA -51 | KHMELNITSKI-3 | PWR | VVER | 3132 | 1089 | 1035 | NNEGC | JSC ASE | 1986-3
| UA -52 | KHMELNITSKI-4 | PWR | VVER | 3132 | 1089 | 1035 | NNEGC | JSC ASE | 1987-2
USA | US -5026 | VOGTLE-4 | PWR | AP-1000 | 3400 | 1250 | 1117 | SOUTHERN | WH | 2013-11 | 2024-2 | 2024-3
Notes:
1. As of 31 December 2023, 59 reactors (61091 MW(e)) were under construction.
2. Fist Criticality, Grid Connection, and Commercial Operation dates are reported as planned.

## Oper reactors
TABLE 14. OPERATIONAL REACTORS, 31 DEC. 2023
Country | Code | Reactor Name | Type | Model | Capacity [MW] |  |  | Operator | NSSS | Const. | Grid | Comm. | EAF % | UCF % |  | NEA
[5 empty] | Thermal | Gross | Net |  | Supplier | Start | Connection | Operation | 2013 - 2023 | 2013 - 2023
ARGENTINA | AR -1 | ATUCHA-1 | PHWR | PHWR KWU | 1179 | 362 | 340 | NASA | SIEMENS | 1968-5 | 1974-3 | 1974-6 | 74.4 | 75.4 |  | -
| AR -2 | EMBALSE | PHWR | CANDU 6 | 2064 | 656 | 608 | NASA | AECL | 1974-3 | 1983-4 | 1984-1 | 79.1 | 79.5 |  | -
| AR -3 | ATUCHA-2 | PHWR | PHWR KWU | 2160 | 745 | 693 | NASA | SIEMENS | 1981-7 | 2014-6 | 2016-5 | 45.8 | 45.9 |  | -
ARMENIA | AM -19 | ARMENIAN-2 | PWR | VVER V-270 | 1375 | 448 | 416 | ANPPCJSC | FAEA | 1975-7 | 1980-1 | 1980-5 | 65.2 | 67.4 |  | -
BELARUS | BY -1 | BELARUSIAN-1 | PWR | VVER V-491 | 3200 | 1194 | 1110 | BelNPP | JSC ASE | 2013-11 | 2020-11 | 2021-6 | 61.4 | 61.9 |  | -
| BY -2 | BELARUSIAN-2 | PWR | VVER V-491 | 3200 | 1194 | 1110 | BelNPP | JSC ASE | 2014-4 | 2023-5 | 2023-11 | 84.6 | 84.6 |  | -
BELGIUM | BE -2 | DOEL-1 | PWR | WH 2LP | 1311 | 454 | 445 | EBL+EDF | ACECOWEN | 1969-7 | 1974-8 | 1975-2 | 83.9 | 84.7 |  | -
| BE -3 | TIHANGE-1 | PWR | Framatome 3 lo | 2873 | 1009 | 962 | EBL | ACLF | 1970-6 | 1975-3 | 1975-10 | 80.1 | 82.1 |  | -
| BE -4 | DOEL-2 | PWR | WH 2LP | 1311 | 454 | 445 | EBL+EDF | ACECOWEN | 1971-9 | 1975-8 | 1975-12 | 81.6 | 82.3 |  | -
| BE -7 | DOEL-4 | PWR | WH 3LP | 2988 | 1090 | 1026 | EBL+EDF | ACECOWEN | 1978-12 | 1985-4 | 1985-7 | 83.9 | 84.6 |  | -
| BE -8 | TIHANGE-3 | PWR | WH 3LP | 3000 | 1089 | 1030 | EBL | ACECOWEN | 1978-11 | 1985-6 | 1985-9 | 86.1 | 87.4 |  | -
BRAZIL | BR -1 | ANGRA-1 | PWR | WH 2LP | 1882 | 640 | 609 | ELETRONU | WH | 1971-5 | 1982-4 | 1985-1 | 64.7 | 69.3 |  | -
| BR -2 | ANGRA-2 | PWR | PRE KONVOI | 3764 | 1350 | 1275 | ELETRONU | KWU | 1976-1 | 2000-7 | 2001-2 | 86.2 | 87.3 |  | -
BULGARIA | BG -5 | KOZLODUY-5 | PWR | VVER V-320 | 3120 | 1040 | 1003 | KNPP | AEE | 1980-7 | 1987-11 | 1988-12 | 74.2 | 76.2 |  | DH
| BG -6 | KOZLODUY-6 | PWR | VVER V-320 | 3120 | 1040 | 1003 | KNPP | AEE | 1982-4 | 1991-8 | 1993-12 | 79.5 | 81.1 |  | DH
CANADA | CA -10 | BRUCE-3 | PHWR | CANDU 750A | 2550 | 865 | 770 | BRUCEPOW | OH/AECL | 1972-7 | 1977-12 | 1978-2 | 72.9 | 73.5 |  | -
| CA -11 | BRUCE-4 | PHWR | CANDU 750A | 2550 | 868 | 807 | BRUCEPOW | OH/AECL | 1972-9 | 1978-12 | 1979-1 | 74.7 | 75.4 |  | -
| CA -13 | PICKERING-5 | PHWR | CANDU 500B | 1744 | 540 | 516 | OPG | OH/AECL | 1974-11 | 1982-12 | 1983-5 | 74.5 | 75.2 |  | -
| CA -14 | PICKERING-6 | PHWR | CANDU 500B | 1744 | 540 | 516 | OPG | OH/AECL | 1975-10 | 1983-11 | 1984-2 | 78.5 | 79.3 |  | -
| CA -15 | PICKERING-7 | PHWR | CANDU 500B | 1744 | 540 | 516 | OPG | OH/AECL | 1976-3 | 1984-11 | 1985-1 | 78.7 | 79.3 |  | -
| CA -16 | PICKERING-8 | PHWR | CANDU 500B | 1744 | 540 | 516 | OPG | OH/AECL | 1976-9 | 1986-1 | 1986-2 | 75.4 | 76.1 |  | -
| CA -17 | POINT LEPREAU | PHWR | CANDU 6 | 2180 | 705 | 660 | NBEPC | AECL | 1975-5 | 1982-9 | 1983-2 | 72.4 | 73.1 |  | -
| CA -18 | BRUCE-5 | PHWR | CANDU 750B | 2832 | 872 | 817 | BRUCEPOW | OH/AECL | 1978-5 | 1984-12 | 1985-2 | 85.7 | 86.2 |  | -
| CA -19 | BRUCE-6 | PHWR | CANDU 750B | 2690 | 891 | 817 | BRUCEPOW | OH/AECL | 1978-1 | 1984-6 | 1984-9 | 75.8 | 76.4 |  | -
| CA -20 | BRUCE-7 | PHWR | CANDU 750B | 2832 | 872 | 817 | BRUCEPOW | OH/AECL | 1979-5 | 1986-2 | 1986-4 | 86.3 | 86.9 |  | -
| CA -21 | BRUCE-8 | PHWR | CANDU 750B | 2690 | 872 | 817 | BRUCEPOW | OH/AECL | 1979-7 | 1987-3 | 1987-5 | 84 | 84.8 |  | -
| CA -22 | DARLINGTON-1 | PHWR | CANDU 850 | 2776 | 934 | 878 | OPG | OH/AECL | 1982-4 | 1990-12 | 1992-11 | 80 | 81 |  | -
| CA -23 | DARLINGTON-2 | PHWR | CANDU 850 | 2776 | 934 | 878 | OPG | OH/AECL | 1981-9 | 1990-1 | 1990-10 | 72.1 | 73.1 |  | -
| CA -24 | DARLINGTON-3 | PHWR | CANDU 850 | 2776 | 934 | 878 | OPG | OH/AECL | 1984-9 | 1992-12 | 1993-2 | 78.5 | 79.3 |  | -
| CA -25 | DARLINGTON-4 | PHWR | CANDU 850 | 2776 | 934 | 878 | OPG | OH/AECL | 1985-7 | 1993-4 | 1993-6 | 84.8 | 85.4 |  | -
| CA -4 | PICKERING-1 | PHWR | CANDU 500A | 1744 | 542 | 515 | OPG | OH/AECL | 1966-6 | 1971-4 | 1971-7 | 68.5 | 68.7 |  | -
| CA -7 | PICKERING-4 | PHWR | CANDU 500A | 1744 | 542 | 515 | OPG | OH/AECL | 1968-5 | 1973-5 | 1973-6 | 68.7 | 69.1 |  | -
| CA -8 | BRUCE-1 | PHWR | CANDU 791 | 2620 | 868 | 811 | BRUCEPOW | OH/AECL | 1971-6 | 1977-1 | 1977-9 | 73.9 | 74.3 |  | -
| CA -9 | BRUCE-2 | PHWR | CANDU 791 | 2620 | 836 | 777 | BRUCEPOW | OH/AECL | 1970-12 | 1976-9 | 1977-9 | 71.3 | 71.8 |  | -
CHINA | CN -1 | QINSHAN-1 | PWR | CNP-300 | 966 | 330 | 326 | CNNO | CNNC | 1985-3 | 1991-12 | 1994-4 | 83.1 | 84 |  | -
| CN -10 | TIANWAN-1 | PWR | VVER V-428 | 3000 | 1060 | 1000 | JNPC | IZ | 1999-10 | 2006-5 | 2007-5 | 88 | 88.2 |  | -
| CN -11 | TIANWAN-2 | PWR | VVER V-428 | 3000 | 1060 | 1000 | JNPC | IZ | 2000-9 | 2007-5 | 2007-8 | 90.1 | 90.4 |  | -
| CN -12 | LING AO-3 | PWR | CPR-1000 | 2905 | 1086 | 1007 | DNMC | DEC | 2005-12 | 2010-7 | 2010-9 | 88.7 | 89 |  | -
| CN -13 | LING AO-4 | PWR | CPR-1000 | 2905 | 1086 | 1007 | DNMC | DEC | 2006-6 | 2011-5 | 2011-8 | 90.5 | 91 |  | -
| CN -14 | QINSHAN 2-3 | PWR | CNP-600 | 1930 | 660 | 623 | CNNO | CNNC | 2006-4 | 2010-8 | 2010-10 | 91.7 | 91.8 |  | -
| CN -15 | QINSHAN 2-4 | PWR | CNP-600 | 1930 | 660 | 623 | CNNO | CNNC | 2007-1 | 2011-11 | 2011-12 | 91.6 | 91.8 |  | -
| CN -16 | HONGYANHE-1 | PWR | CPR-1000 | 2905 | 1119 | 1061 | LHNPC | DEC | 2007-8 | 2013-2 | 2013-6 | 88.1 | 89.3 |  | -
| CN -17 | HONGYANHE-2 | PWR | CPR-1000 | 2905 | 1119 | 1061 | LHNPC | DEC | 2008-3 | 2013-11 | 2014-5 | 87.7 | 89.1 |  | -
| CN -18 | NINGDE-1 | PWR | CPR-1000 | 2905 | 1089 | 1018 | NDNP | DEC | 2008-2 | 2012-12 | 2013-4 | 88.6 | 88.6 |  | -
| CN -19 | NINGDE-2 | PWR | CPR-1000 | 2905 | 1089 | 1018 | NDNP | SHE | 2008-11 | 2014-1 | 2014-5 | 92.5 | 92.6 |  | -
| CN -2 | DAYA BAY-1 | PWR | M310 | 2905 | 984 | 944 | DNMC | FRAM | 1987-8 | 1993-8 | 1994-2 | 87.2 | 89.3 |  | -
| CN -20 | FUQING-1 | PWR | CNP-1000 | 2905 | 1089 | 1000 | FQNP | NPIC | 2008-11 | 2014-8 | 2014-11 | 91.1 | 91.4 |  | -
| CN -21 | FUQING-2 | PWR | CNP-1000 | 2905 | 1089 | 1000 | FQNP | NPIC | 2009-6 | 2015-8 | 2015-10 | 90.5 | 90.9 |  | -
| CN -22 | YANGJIANG-1 | PWR | CPR-1000 | 2905 | 1086 | 1000 | YJNPC | CFHI | 2008-12 | 2013-12 | 2014-3 | 91.7 | 91.8 |  | -
| CN -23 | YANGJIANG-2 | PWR | CPR-1000 | 2905 | 1086 | 1000 | YJNPC | CFHI | 2009-6 | 2015-3 | 2015-6 | 91.8 | 91.9 |  | -
| CN -24 | FANGJIASHAN-1 | PWR | CPR-1000 | 2905 | 1089 | 1012 | CNNO | NPIC | 2008-12 | 2014-11 | 2014-12 | 92 | 92.6 |  | -
| CN -25 | FANGJIASHAN-2 | PWR | CPR-1000 | 2905 | 1089 | 1012 | CNNO | NPIC | 2009-7 | 2015-1 | 2015-2 | 92.3 | 92.9 |  | -
| CN -26 | HONGYANHE-3 | PWR | CPR-1000 | 2905 | 1119 | 1061 | LHNPC | DEC | 2009-3 | 2015-3 | 2015-8 | 89.3 | 90.9 |  | -
| CN -27 | HONGYANHE-4 | PWR | CPR-1000 | 2905 | 1119 | 1061 | LHNPC | DEC | 2009-8 | 2016-4 | 2016-6 | 89.3 | 90.7 |  | -
| CN -28 | SANMEN-1 | PWR | AP-1000 | 3400 | 1251 | 1157 | SMNPC | WH/MHI | 2009-4 | 2018-6 | 2018-9 | 91.9 | 92.8 |  | -
| CN -29 | SANMEN-2 | PWR | AP-1000 | 3400 | 1251 | 1157 | SMNPC | WH/MHI | 2009-12 | 2018-8 | 2018-11 | 76.1 | 77.2 |  | -
| CN -3 | DAYA BAY-2 | PWR | M310 | 2905 | 984 | 944 | DNMC | FRAM | 1988-4 | 1994-2 | 1994-5 | 86.4 | 87.4 |  | -
| CN -30 | HAIYANG-1 | PWR | AP-1000 | 3415 | 1250 | 1170 | SDNPC | WH | 2009-9 | 2018-8 | 2018-10 | 91.7 | 92.6 |  | DH
| CN -31 | HAIYANG-2 | PWR | AP-1000 | 3415 | 1250 | 1170 | SDNPC | WH | 2010-6 | 2018-10 | 2019-1 | 93.3 | 94 |  | DH
| CN -32 | TAISHAN-1 | PWR | EPR-1750 | 4590 | 1750 | 1660 | TNPJVC | ORANO | 2009-11 | 2018-6 | 2018-12 | 52.5 | 53.1 |  | -
| CN -33 | TAISHAN-2 | PWR | EPR-1750 | 4590 | 1750 | 1660 | TNPJVC | ORANO | 2010-4 | 2019-6 | 2019-9 | 81.9 | 82.9 |  | -
| CN -34 | NINGDE-3 | PWR | CPR-1000 | 2905 | 1089 | 1018 | NDNP | CFHI | 2010-1 | 2015-3 | 2015-6 | 92.5 | 92.5 |  | -
| CN -35 | NINGDE-4 | PWR | CPR-1000 | 2905 | 1089 | 1018 | NDNP | CFHI | 2010-9 | 2016-3 | 2016-7 | 92.5 | 92.5 |  | -
| CN -36 | CHANGJIANG-1 | PWR | CNP-600 | 1930 | 650 | 601 | HNPC | DEC | 2010-4 | 2015-11 | 2015-12 | 90.4 | 90.5 |  | -
| CN -37 | CHANGJIANG-2 | PWR | CNP-600 | 1930 | 650 | 601 | HNPC | DEC | 2010-11 | 2016-6 | 2016-8 | 90.6 | 90.7 |  | -
| CN -38 | FANGCHENGGANG-1 | PWR | CPR-1000 | 2905 | 1086 | 1000 | GFNPC | DEC | 2010-7 | 2015-10 | 2016-1 | 92.7 | 92.7 |  | -
| CN -39 | FANGCHENGGANG-2 | PWR | CPR-1000 | 2905 | 1086 | 1000 | GFNPC | DEC | 2010-12 | 2016-7 | 2016-10 | 92.8 | 92.9 |  | -
| CN -4 | QINSHAN 2-1 | PWR | CNP-600 | 1930 | 650 | 623 | CNNO | CNNC | 1996-6 | 2002-2 | 2002-4 | 85.3 | 85.4 |  | -
| CN -40 | YANGJIANG-3 | PWR | CPR-1000 | 2905 | 1086 | 1000 | YJNPC | CFHI | 2010-11 | 2015-10 | 2016-1 | 92.5 | 92.7 |  | -
| CN -41 | YANGJIANG-4 | PWR | CPR-1000 | 2905 | 1086 | 1000 | YJNPC | CFHI | 2012-11 | 2017-1 | 2017-3 | 92.2 | 92.3 |  | -
| CN -42 | FUQING-3 | PWR | CNP-1000 | 2905 | 1089 | 1000 | FQNP | NPIC | 2010-12 | 2016-9 | 2016-10 | 91.1 | 91.6 |  | -
| CN -43 | FUQING-4 | PWR | CNP-1000 | 2905 | 1089 | 1000 | FQNP | NPIC | 2012-11 | 2017-7 | 2017-9 | 86.6 | 87 |  | -
| CN -44 | SHIDAO BAY-1 | HTGR | HTR-PM | 500 | 211 | 150 | HSNPC | TSINGHUA | 2012-12 | 2021-12 | 2023-12 | 100 | 100 |  | -
| CN -45 | TIANWAN-3 | PWR | VVER V-428M | 3000 | 1126 | 1060 | JNPC | IZ | 2012-12 | 2017-12 | 2018-2 | 88.6 | 89.3 |  | -
| CN -46 | TIANWAN-4 | PWR | VVER V-428M | 3000 | 1126 | 1060 | JNPC | IZ | 2013-9 | 2018-10 | 2018-12 | 92.3 | 92.3 |  | -
| CN -47 | YANGJIANG-5 | PWR | ACPR-1000 | 2905 | 1086 | 1000 | YJNPC | CFHI | 2013-9 | 2018-5 | 2018-7 | 92 | 92.1 |  | -
| CN -48 | YANGJIANG-6 | PWR | ACPR-1000 | 2905 | 1086 | 1000 | YJNPC | CFHI | 2013-12 | 2019-6 | 2019-7 | 92.3 | 92.3 |  | -
| CN -49 | HONGYANHE-5 | PWR | ACPR-1000 | 2905 | 1119 | 1061 | LHNPC | DEC | 2015-3 | 2021-6 | 2021-7 | 93.5 | 95 |  | -
| CN -5 | QINSHAN 2-2 | PWR | CNP-600 | 1930 | 650 | 623 | CNNO | CNNC | 1997-4 | 2004-3 | 2004-5 | 89.4 | 89.5 |  | -
| CN -50 | HONGYANHE-6 | PWR | ACPR-1000 | 2905 | 1119 | 1061 | LHNPC | DEC | 2015-7 | 2022-5 | 2022-6 | 89.7 | 91.2 |  | -
| CN -51 | FUQING-5 | PWR | HPR1000 | 3050 | 1161 | 1075 | FQNP | NPIC | 2015-5 | 2020-11 | 2021-1 | 85.5 | 86.6 |  | -
| CN -52 | FUQING-6 | PWR | HPR1000 | 3060 | 1150 | 1075 | FQNP | NPIC | 2015-12 | 2022-1 | 2022-3 | 86.1 | 87.8 |  | -
| CN -53 | TIANWAN-5 | PWR | CNP-1000 | 2905 | 1118 | 1060 | JNPC | SHE | 2015-12 | 2020-8 | 2020-9 | 91.6 | 92.7 |  | -
| CN -54 | TIANWAN-6 | PWR | CNP-1000 | 2905 | 1118 | 1060 | JNPC | CFHI | 2016-9 | 2021-5 | 2021-6 | 91.8 | 92.4 |  | -
| CN -55 | FANGCHENGGANG-3 | PWR | HPR1000 | 3150 | 1180 | 1000 | GFNPC | CFHI | 2015-12 | 2023-1 | 2023-3 | 98.2 | 98.2 |  | -
| CN -6 | LING AO-1 | PWR | M310 | 2905 | 990 | 950 | DNMC | FRAM | 1997-5 | 2002-2 | 2002-5 | 89.7 | 90.1 |  | -
| CN -7 | LING AO-2 | PWR | M310 | 2905 | 990 | 950 | DNMC | FRAM | 1997-11 | 2002-9 | 2003-1 | 90.2 | 90.6 |  | -
| CN -8 | QINSHAN 3-1 | PHWR | CANDU 6 | 2064 | 728 | 677 | CNNO | AECL | 1998-6 | 2002-11 | 2002-12 | 90.2 | 90.7 |  | -
| CN -9 | QINSHAN 3-2 | PHWR | CANDU 6 | 2064 | 728 | 677 | CNNO | AECL | 1998-9 | 2003-6 | 2003-7 | 91.5 | 91.9 |  | -
CZECH REP. | CZ -23 | TEMELIN-1 | PWR | VVER V-320 | 3120 | 1082 | 1027 | CEZ | ŠKODA | 1987-2 | 2000-12 | 2002-6 | 76.5 | 76.8 |  | DH
| CZ -24 | TEMELIN-2 | PWR | VVER V-320 | 3120 | 1082 | 1029 | CEZ | ŠKODA | 1987-2 | 2002-12 | 2003-4 | 78.6 | 78.7 |  | DH
| CZ -4 | DUKOVANY-1 | PWR | VVER V-213 | 1444 | 500 | 468 | CEZ | ŠKODA | 1979-1 | 1985-2 | 1985-5 | 83 | 84 |  | -
| CZ -5 | DUKOVANY-2 | PWR | VVER V-213 | 1444 | 500 | 471 | CEZ | ŠKODA | 1979-1 | 1986-1 | 1986-3 | 81.6 | 82.6 |  | -
| CZ -8 | DUKOVANY-3 | PWR | VVER V-213 | 1444 | 500 | 468 | CEZ | ŠKODA | 1979-3 | 1986-11 | 1986-12 | 81.7 | 83.3 |  | -
| CZ -9 | DUKOVANY-4 | PWR | VVER V-213 | 1444 | 500 | 471 | CEZ | ŠKODA | 1979-3 | 1987-6 | 1987-7 | 83.4 | 84.3 |  | -
FINLAND | FI -1 | LOVIISA-1 | PWR | VVER V-213 | 1500 | 531 | 507 | FORTUMPH | AEE | 1971-5 | 1977-2 | 1977-5 | 88.1 | 88.8 |  | -
| FI -2 | LOVIISA-2 | PWR | VVER V-213 | 1500 | 531 | 507 | FORTUMPH | AEE | 1972-8 | 1980-11 | 1981-1 | 89.5 | 90.4 |  | -
| FI -3 | OLKILUOTO-1 | BWR | AA-III, BWR-25 | 2500 | 920 | 890 | TVO | ASEASTAL | 1974-2 | 1978-9 | 1979-10 | 92.8 | 93.2 |  | -
| FI -4 | OLKILUOTO-2 | BWR | AA-III, BWR-25 | 2500 | 920 | 890 | TVO | ASEASTAL | 1975-11 | 1980-2 | 1982-7 | 93 | 93.5 |  | -
| FI -5 | OLKILUOTO-3 | PWR | EPR | 4300 | 1660 | 1600 | TVO | FRAM | 2005-8 | 2022-3 | 2023-5 | 96.3 | 96.9 |  | -
FRANCE | FR -13 | BUGEY-2 | PWR | CP0 | 2785 | 945 | 910 | EDF | FRAM | 1972-11 | 1978-5 | 1979-3 | 71.6 | 73.8 |  | -
| FR -14 | BUGEY-3 | PWR | CP0 | 2785 | 945 | 910 | EDF | FRAM | 1973-9 | 1978-9 | 1979-3 | 70.9 | 73.3 |  | -
| FR -15 | BUGEY-4 | PWR | CP0 | 2785 | 917 | 880 | EDF | FRAM | 1974-6 | 1979-3 | 1979-7 | 73.8 | 75.9 |  | -
| FR -16 | BUGEY-5 | PWR | CP0 | 2785 | 917 | 880 | EDF | FRAM | 1974-7 | 1979-7 | 1980-1 | 72.2 | 74.5 |  | -
| FR -17 | ST. LAURENT B-1 | PWR | CP2 | 2785 | 956 | 915 | EDF | FRAM | 1976-5 | 1981-1 | 1983-8 | 75.2 | 77.3 |  | -
| FR -18 | TRICASTIN-1 | PWR | CP1 | 2785 | 955 | 915 | EDF | FRAM | 1974-11 | 1980-5 | 1980-12 | 75.3 | 78.2 |  | -
| FR -19 | TRICASTIN-2 | PWR | CP1 | 2785 | 955 | 915 | EDF | FRAM | 1974-12 | 1980-8 | 1980-12 | 75.1 | 78.6 |  | -
| FR -20 | GRAVELINES-1 | PWR | CP1 | 2785 | 951 | 910 | EDF | FRAM | 1975-2 | 1980-3 | 1980-11 | 72.5 | 74.7 |  | -
| FR -21 | GRAVELINES-2 | PWR | CP1 | 2785 | 951 | 910 | EDF | FRAM | 1975-3 | 1980-8 | 1980-12 | 76 | 78.1 |  | -
| FR -22 | DAMPIERRE-1 | PWR | CP1 | 2785 | 937 | 890 | EDF | FRAM | 1975-2 | 1980-3 | 1980-9 | 74.4 | 77.7 |  | -
| FR -23 | ST. LAURENT B-2 | PWR | CP2 | 2785 | 956 | 915 | EDF | FRAM | 1976-7 | 1981-6 | 1983-8 | 72.2 | 76 |  | -
| FR -25 | TRICASTIN-3 | PWR | CP1 | 2785 | 955 | 915 | EDF | FRAM | 1975-4 | 1981-2 | 1981-5 | 75.8 | 79.4 |  | -
| FR -26 | TRICASTIN-4 | PWR | CP1 | 2785 | 955 | 915 | EDF | FRAM | 1975-5 | 1981-6 | 1981-11 | 78.5 | 81.8 |  | -
| FR -27 | GRAVELINES-3 | PWR | CP1 | 2785 | 951 | 910 | EDF | FRAM | 1975-12 | 1980-12 | 1981-6 | 76.2 | 77.7 |  | -
| FR -28 | GRAVELINES-4 | PWR | CP1 | 2785 | 951 | 910 | EDF | FRAM | 1976-4 | 1981-6 | 1981-10 | 78.1 | 79.6 |  | -
| FR -29 | DAMPIERRE-2 | PWR | CP1 | 2785 | 937 | 890 | EDF | FRAM | 1975-4 | 1980-12 | 1981-2 | 76.1 | 77.9 |  | -
| FR -30 | DAMPIERRE-3 | PWR | CP1 | 2785 | 937 | 890 | EDF | FRAM | 1975-9 | 1981-1 | 1981-5 | 77.6 | 79.3 |  | -
| FR -31 | DAMPIERRE-4 | PWR | CP1 | 2785 | 937 | 890 | EDF | FRAM | 1975-12 | 1981-8 | 1981-11 | 75.4 | 77.7 |  | -
| FR -32 | BLAYAIS-1 | PWR | CP1 | 2785 | 951 | 910 | EDF | FRAM | 1977-1 | 1981-6 | 1981-12 | 75.6 | 78.8 |  | -
| FR -33 | BLAYAIS-2 | PWR | CP1 | 2785 | 951 | 910 | EDF | FRAM | 1977-1 | 1982-7 | 1983-2 | 79.3 | 81.3 |  | -
| FR -34 | BLAYAIS-3 | PWR | CP1 | 2785 | 951 | 910 | EDF | FRAM | 1978-4 | 1983-8 | 1983-11 | 78.6 | 80.5 |  | -
| FR -35 | BLAYAIS-4 | PWR | CP1 | 2785 | 951 | 910 | EDF | FRAM | 1978-4 | 1983-5 | 1983-10 | 78 | 81 |  | -
| FR -36 | PALUEL-1 | PWR | P4 REP 1300 | 3817 | 1382 | 1330 | EDF | FRAM | 1977-8 | 1984-6 | 1985-12 | 75.7 | 78.3 |  | -
| FR -37 | PALUEL-2 | PWR | P4 REP 1300 | 3817 | 1382 | 1330 | EDF | FRAM | 1978-1 | 1984-9 | 1985-12 | 67.1 | 69.6 |  | -
| FR -38 | PALUEL-3 | PWR | P4 REP 1300 | 3817 | 1382 | 1330 | EDF | FRAM | 1979-2 | 1985-9 | 1986-2 | 72.1 | 74.6 |  | -
| FR -39 | PALUEL-4 | PWR | P4 REP 1300 | 3817 | 1382 | 1330 | EDF | FRAM | 1980-2 | 1986-4 | 1986-6 | 75.8 | 78 |  | -
| FR -40 | CHINON B-1 | PWR | CP2 | 2785 | 954 | 905 | EDF | FRAM | 1977-3 | 1982-11 | 1984-2 | 74.8 | 77.1 |  | -
| FR -41 | CHINON B-2 | PWR | CP2 | 2785 | 954 | 905 | EDF | FRAM | 1977-3 | 1983-11 | 1984-8 | 76.3 | 78.5 |  | -
| FR -42 | CRUAS-1 | PWR | CP2 | 2785 | 956 | 915 | EDF | FRAM | 1978-8 | 1983-4 | 1984-4 | 75.7 | 78.4 |  | -
| FR -43 | CRUAS-2 | PWR | CP2 | 2785 | 956 | 915 | EDF | FRAM | 1978-11 | 1984-9 | 1985-4 | 76.6 | 80 |  | -
| FR -44 | CRUAS-3 | PWR | CP2 | 2785 | 956 | 915 | EDF | FRAM | 1979-4 | 1984-5 | 1984-9 | 76.5 | 80.1 |  | -
| FR -45 | CRUAS-4 | PWR | CP2 | 2785 | 956 | 915 | EDF | FRAM | 1979-10 | 1984-10 | 1985-2 | 74.9 | 78 |  | -
| FR -46 | FLAMANVILLE-1 | PWR | P4 REP 1300 | 3817 | 1382 | 1330 | EDF | FRAM | 1979-12 | 1985-12 | 1986-12 | 66.8 | 69.9 |  | -
| FR -47 | FLAMANVILLE-2 | PWR | P4 REP 1300 | 3817 | 1382 | 1330 | EDF | FRAM | 1980-5 | 1986-7 | 1987-3 | 72.3 | 74.3 |  | -
| FR -48 | ST. ALBAN-1 | PWR | P4 REP 1300 | 3817 | 1381 | 1335 | EDF | FRAM | 1979-1 | 1985-8 | 1986-5 | 74.6 | 77.3 |  | -
| FR -49 | ST. ALBAN-2 | PWR | P4 REP 1300 | 3817 | 1381 | 1335 | EDF | FRAM | 1979-7 | 1986-7 | 1987-3 | 75.5 | 78.3 |  | -
| FR -50 | CATTENOM-1 | PWR | P4 REP 1300 | 3817 | 1362 | 1300 | EDF | FRAM | 1979-10 | 1986-11 | 1987-4 | 71.7 | 73.8 |  | -
| FR -51 | GRAVELINES-5 | PWR | CP1 | 2785 | 951 | 910 | EDF | FRAM | 1979-10 | 1984-8 | 1985-1 | 76 | 77.7 |  | -
| FR -52 | GRAVELINES-6 | PWR | CP1 | 2785 | 951 | 910 | EDF | FRAM | 1979-10 | 1985-8 | 1985-10 | 77.6 | 79.2 |  | -
| FR -53 | CATTENOM-2 | PWR | P4 REP 1300 | 3817 | 1362 | 1300 | EDF | FRAM | 1980-7 | 1987-9 | 1988-2 | 76.4 | 78.8 |  | -
| FR -54 | BELLEVILLE-1 | PWR | P4 REP 1300 | 3817 | 1363 | 1310 | EDF | FRAM | 1980-5 | 1987-10 | 1988-6 | 75.1 | 76.7 |  | -
| FR -55 | BELLEVILLE-2 | PWR | P4 REP 1300 | 3817 | 1363 | 1310 | EDF | FRAM | 1980-8 | 1988-7 | 1989-1 | 76.5 | 78.5 |  | -
| FR -56 | CHINON B-3 | PWR | CP2 | 2785 | 954 | 905 | EDF | FRAM | 1980-10 | 1986-10 | 1987-3 | 75.8 | 77.4 |  | -
| FR -57 | CHINON B-4 | PWR | CP2 | 2785 | 954 | 905 | EDF | FRAM | 1981-2 | 1987-11 | 1988-4 | 78.4 | 80.7 |  | -
| FR -58 | NOGENT-1 | PWR | P4 REP 1300 | 3817 | 1363 | 1310 | EDF | FRAM | 1981-5 | 1987-10 | 1988-2 | 77.3 | 79.4 |  | -
| FR -59 | NOGENT-2 | PWR | P4 REP 1300 | 3817 | 1363 | 1310 | EDF | FRAM | 1982-1 | 1988-12 | 1989-5 | 79.5 | 81.8 |  | -
| FR -60 | CATTENOM-3 | PWR | P4 REP 1300 | 3817 | 1362 | 1300 | EDF | FRAM | 1982-6 | 1990-7 | 1991-2 | 75.3 | 77.6 |  | -
| FR -61 | GOLFECH-1 | PWR | P4 REP 1300 | 3817 | 1363 | 1310 | EDF | FRAM | 1982-11 | 1990-6 | 1991-2 | 78.2 | 81.1 |  | -
| FR -62 | CHOOZ B-1 | PWR | N4 REP 1450 | 4270 | 1560 | 1500 | EDF | FRAM | 1984-1 | 1996-8 | 2000-5 | 73.7 | 77.3 |  | -
| FR -63 | PENLY-1 | PWR | P4 REP 1300 | 3817 | 1382 | 1330 | EDF | FRAM | 1982-9 | 1990-5 | 1990-12 | 76.9 | 78.3 |  | -
| FR -64 | PENLY-2 | PWR | P4 REP 1300 | 3817 | 1382 | 1330 | EDF | FRAM | 1984-8 | 1992-2 | 1992-11 | 80.7 | 82 |  | -
| FR -65 | CATTENOM-4 | PWR | P4 REP 1300 | 3817 | 1362 | 1300 | EDF | FRAM | 1983-9 | 1991-5 | 1992-1 | 80.2 | 82.7 |  | -
| FR -68 | GOLFECH-2 | PWR | P4 REP 1300 | 3817 | 1363 | 1310 | EDF | FRAM | 1984-10 | 1993-6 | 1994-3 | 81.5 | 83.4 |  | -
| FR -70 | CHOOZ B-2 | PWR | N4 REP 1450 | 4270 | 1560 | 1500 | EDF | FRAM | 1985-12 | 1997-4 | 2000-9 | 72 | 79.4 |  | -
| FR -72 | CIVAUX-1 | PWR | N4 REP 1450 | 4270 | 1561 | 1495 | EDF | FRAM | 1988-10 | 1997-12 | 2002-1 | 72.3 | 74.9 |  | -
| FR -73 | CIVAUX-2 | PWR | N4 REP 1450 | 4270 | 1561 | 1495 | EDF | FRAM | 1991-4 | 1999-12 | 2002-4 | 72.2 | 76.7 |  | -
HUNGARY | HU -1 | PAKS-1 | PWR | VVER V-213 | 1485 | 509 | 479 | PAKS Zrt | AEE | 1974-8 | 1982-12 | 1983-8 | 86.7 | 86.9 |  | -
| HU -2 | PAKS-2 | PWR | VVER V-213 | 1485 | 506 | 479 | PAKS Zrt | AEE | 1974-8 | 1984-9 | 1984-11 | 83.3 | 83.6 |  | DH
| HU -3 | PAKS-3 | PWR | VVER V-213 | 1485 | 506 | 479 | PAKS Zrt | AEE | 1979-10 | 1986-9 | 1986-12 | 87.4 | 87.8 |  | DH
| HU -4 | PAKS-4 | PWR | VVER V-213 | 1485 | 506 | 479 | PAKS Zrt | AEE | 1979-10 | 1987-8 | 1987-11 | 88.5 | 88.9 |  | DH
INDIA | IN -10 | KAKRAPAR-2 | PHWR | Horizontal Pre | 801 | 220 | 202 | NPCIL | NPCIL | 1985-4 | 1995-3 | 1995-9 | 71.8 | 79.8 |  | -
| IN -11 | RAJASTHAN-3 | PHWR | Horizontal Pre | 801 | 220 | 202 | NPCIL | NPCIL | 1990-2 | 2000-3 | 2000-6 | 76.8 | 86.3 |  | PH
| IN -12 | RAJASTHAN-4 | PHWR | Horizontal Pre | 801 | 220 | 202 | NPCIL | NPCIL | 1990-10 | 2000-11 | 2000-12 | 81.9 | 91 |  | PH
| IN -13 | KAIGA-1 | PHWR | Horizontal Pre | 801 | 220 | 202 | NPCIL | NPCIL | 1989-9 | 2000-10 | 2000-11 | 78.6 | 92 |  | -
| IN -14 | KAIGA-2 | PHWR | Horizontal Pre | 801 | 220 | 202 | NPCIL | NPCIL | 1989-12 | 1999-12 | 2000-3 | 78.1 | 91 |  | -
| IN -15 | KAIGA-3 | PHWR | Horizontal Pre | 800 | 220 | 202 | NPCIL | NPCIL | 2002-3 | 2007-4 | 2007-5 | 75.2 | 85.4 |  | -
| IN -16 | KAIGA-4 | PHWR | Horizontal Pre | 800 | 220 | 202 | NPCIL | NPCIL | 2002-5 | 2011-1 | 2011-1 | 87.1 | 91.8 |  | -
| IN -19 | RAJASTHAN-5 | PHWR | Horizontal Pre | 801 | 220 | 202 | NPCIL | NPCIL | 2002-9 | 2009-12 | 2010-2 | 90.4 | 90.7 |  | -
| IN -20 | RAJASTHAN-6 | PHWR | Horizontal Pre | 801 | 220 | 202 | NPCIL | NPCIL | 2003-1 | 2010-3 | 2010-3 | 82.1 | 82.5 |  | -
| IN -23 | TARAPUR-3 | PHWR | Horizontal Pre | 1730 | 540 | 490 | NPCIL | NPCIL | 2000-5 | 2006-6 | 2006-8 | 80.8 | 89.1 |  | -
| IN -24 | TARAPUR-4 | PHWR | Horizontal Pre | 1730 | 540 | 490 | NPCIL | NPCIL | 2000-3 | 2005-6 | 2005-9 | 73.6 | 84.8 |  | -
| IN -25 | KUDANKULAM-1 | PWR | VVER V-412 | 3000 | 1000 | 932 | NPCIL | MAEP | 2002-3 | 2013-10 | 2014-12 | 63.5 | 64.6 |  | -
| IN -26 | KUDANKULAM-2 | PWR | VVER V-412 | 3000 | 1000 | 932 | NPCIL | MAEP | 2002-7 | 2016-8 | 2017-3 | 61.7 | 62.1 |  | -
| IN -30 | KAKRAPAR-3 | PHWR | PHWR-700 | 2166 | 700 | 630 | NPCIL | NPCIL | 2010-11 | 2021-1 | 2023-6 | 94.6 | 94.6 |  | -
| IN -4 | RAJASTHAN-2 | PHWR | Horizontal Pre | 693 | 200 | 187 | NPCIL | AECL/DAE | 1968-4 | 1980-11 | 1981-4 | 59.6 | 63.1 |  | PH
| IN -6 | MADRAS-2 | PHWR | Horizontal Pre | 801 | 220 | 205 | NPCIL | NPCIL | 1972-10 | 1985-9 | 1986-3 | 63.7 | 74.2 |  | DS
| IN -7 | NARORA-1 | PHWR | Horizontal Pre | 801 | 220 | 202 | NPCIL | NPCIL | 1976-12 | 1989-7 | 1991-1 | 64.2 | 74.7 |  | -
| IN -8 | NARORA-2 | PHWR | Horizontal Pre | 801 | 220 | 202 | NPCIL | NPCIL | 1977-11 | 1992-1 | 1992-7 | 66 | 75.8 |  | -
| IN -9 | KAKRAPAR-1 | PHWR | Horizontal Pre | 801 | 220 | 202 | NPCIL | NPCIL | 1984-12 | 1992-11 | 1993-5 | 64.4 | 69 |  | -
IRAN,ISL.REP | IR -1 | BUSHEHR-1 | PWR | VVER V-446 | 3000 | 1000 | 915 | NPPDCO | JSC ASE | 1975-5 | 2011-9 | 2013-9 | 73.7 | 74.3 |  | -
JAPAN | JP -13 | TAKAHAMA-2 | PWR | M (3-loop) | 2440 | 826 | 780 | KEPCO | MHI | 1971-3 | 1975-1 | 1975-11 | 68.9 | 69 |  | -
| JP -14 | MIHAMA-3 | PWR | M (3-loop) | 2440 | 826 | 780 | KEPCO | MHI | 1972-8 | 1976-2 | 1976-12 | 55 | 55 |  | -
| JP -28 | SENDAI-1 | PWR | M (3-loop) | 2660 | 890 | 846 | KYUSHU | MHI | 1979-12 | 1983-9 | 1984-7 | 72.4 | 72.4 |  | -
| JP -29 | TAKAHAMA-3 | PWR | M (3-loop) | 2660 | 870 | 830 | KEPCO | MHI | 1980-12 | 1984-5 | 1985-1 | 70.8 | 70.8 |  | DS
| JP -30 | TAKAHAMA-4 | PWR | M (3-loop) | 2660 | 870 | 830 | KEPCO | MHI | 1981-3 | 1984-11 | 1985-6 | 72 | 72 |  | DS
| JP -37 | SENDAI-2 | PWR | M (3-loop) | 2660 | 890 | 846 | KYUSHU | MHI | 1981-10 | 1985-4 | 1985-11 | 73.2 | 73.2 |  | -
| JP -45 | GENKAI-3 | PWR | M (4-loop) | 3423 | 1180 | 1127 | KYUSHU | MHI | 1988-6 | 1993-6 | 1994-3 | 62.3 | 62.3 |  | DS
| JP -46 | GENKAI-4 | PWR | M (4-loop) | 3423 | 1180 | 1127 | KYUSHU | MHI | 1992-7 | 1996-11 | 1997-7 | 63.6 | 63.6 |  | DS
| JP -47 | IKATA-3 | PWR | M (3-loop) | 2660 | 890 | 846 | SHIKOKU | MHI | 1990-10 | 1994-3 | 1994-12 | 65.7 | 65.7 |  | DS, DS
| JP -50 | OHI-3 | PWR | M (4-loop) | 3423 | 1180 | 1127 | KEPCO | MHI | 1987-10 | 1991-6 | 1991-12 | 65.7 | 65.8 |  | DS
| JP -51 | OHI-4 | PWR | M (4-loop) | 3423 | 1180 | 1127 | KEPCO | MHI | 1988-6 | 1992-6 | 1993-2 | 69.8 | 69.8 |  | DS
| JP -8 | TAKAHAMA-1 | PWR | M (3-loop) | 2440 | 826 | 780 | KEPCO | WH/MHI | 1970-4 | 1974-3 | 1974-11 | 69.8 | 69.8 |  | -
KOREA,REP.OF | KR -10 | HANUL-2 | PWR | France CPI | 2775 | 1011 | 967 | KHNP | FRAM | 1983-7 | 1989-4 | 1989-9 | 86.2 | 86.5 |  | -
| KR -11 | HANBIT-3 | PWR | OPR-1000 | 2825 | 1041 | 986 | KHNP | DHICKAEC | 1989-12 | 1994-10 | 1995-3 | 78.5 | 78.6 |  | -
| KR -12 | HANBIT-4 | PWR | OPR-1000 | 2825 | 1041 | 970 | KHNP | DHICKAEC | 1990-5 | 1995-7 | 1996-1 | 71.4 | 71.5 |  | -
| KR -13 | HANUL-3 | PWR | OPR-1000 | 2825 | 1051 | 997 | KHNP | DHICKOPC | 1993-7 | 1998-1 | 1998-8 | 85.2 | 85.4 |  | -
| KR -14 | HANUL-4 | PWR | OPR-1000 | 2825 | 1052 | 999 | KHNP | DHICKOPC | 1993-11 | 1998-12 | 1999-12 | 80.7 | 80.8 |  | -
| KR -15 | WOLSONG-3 | PHWR | CANDU 6 | 2061 | 624 | 601 | KHNP | AECL/DHI | 1994-3 | 1998-3 | 1998-7 | 85.4 | 86.7 |  | -
| KR -16 | WOLSONG-4 | PHWR | CANDU 6 | 2061 | 589 | 567 | KHNP | AECL/DHI | 1994-7 | 1999-5 | 1999-10 | 90.6 | 91.4 |  | -
| KR -17 | HANBIT-5 | PWR | OPR-1000 | 2825 | 1051 | 992 | KHNP | DHICKOPC | 1997-6 | 2001-12 | 2002-5 | 78.5 | 78.7 |  | -
| KR -18 | HANBIT-6 | PWR | OPR-1000 | 2825 | 1053 | 993 | KHNP | DHICKOPC | 1997-11 | 2002-9 | 2002-12 | 84.8 | 85.1 |  | -
| KR -19 | HANUL-5 | PWR | OPR-1000 | 2825 | 1049 | 998 | KHNP | DHICKOPC | 1999-10 | 2003-12 | 2004-7 | 88.2 | 88.4 |  | -
| KR -2 | KORI-2 | PWR | WH F | 1882 | 681 | 640 | KHNP | WH | 1977-12 | 1983-4 | 1983-7 | 82.5 | 82.8 |  | -
| KR -20 | HANUL-6 | PWR | OPR-1000 | 2825 | 1049 | 997 | KHNP | DHICKOPC | 2000-9 | 2005-1 | 2005-4 | 88.5 | 88.6 |  | -
| KR -21 | SHIN-KORI-1 | PWR | OPR-1000 | 2825 | 1048 | 996 | KHNP | DHICKOPC | 2006-6 | 2010-8 | 2011-2 | 77 | 78 |  | -
| KR -22 | SHIN-KORI-2 | PWR | OPR-1000 | 2825 | 1047 | 996 | KHNP | DHICKOPC | 2007-6 | 2012-1 | 2012-7 | 83.9 | 84.9 |  | -
| KR -23 | SHIN-WOLSONG-1 | PWR | OPR-1000 | 2825 | 1048 | 997 | KHNP | DHICKOPC | 2007-11 | 2012-1 | 2012-7 | 82.8 | 83.1 |  | -
| KR -24 | SHIN-WOLSONG-2 | PWR | OPR-1000 | 2825 | 1048 | 993 | KHNP | DHICKOPC | 2008-9 | 2015-2 | 2015-7 | 85.3 | 85.5 |  | -
| KR -25 | SAEUL-1 | PWR | APR-1400 | 3983 | 1488 | 1416 | KHNP | DHICKOPC | 2008-10 | 2016-1 | 2016-12 | 79.2 | 79.3 |  | -
| KR -26 | SAEUL-2 | PWR | APR-1400 | 3983 | 1491 | 1418 | KHNP | DHICKOPC | 2009-8 | 2019-4 | 2019-8 | 84.1 | 84.3 |  | -
| KR -27 | SHIN-HANUL-1 | PWR | APR-1400 | 3983 | 1455 | 1414 | KHNP | DHICKOPC | 2012-7 | 2022-6 | 2022-12 | 99.3 | 99.7 |  | -
| KR -28 | SHIN-HANUL-2 | PWR | APR-1400 | 3983 | 1455 | 1340 | KHNP | DHICKOPC | 2013-6 | 2023-12 | 2024-4 | 0 | 0 |  | -
| KR -4 | WOLSONG-2 | PHWR | CANDU 6 | 2061 | 599 | 576 | KHNP | AECL/DHI | 1992-9 | 1997-4 | 1997-7 | 87.8 | 88.9 |  | -
| KR -5 | KORI-3 | PWR | WH F | 2912 | 1046 | 1011 | KHNP | WH | 1979-10 | 1985-1 | 1985-9 | 82.2 | 82.5 |  | -
| KR -6 | KORI-4 | PWR | WH F | 2912 | 1046 | 1012 | KHNP | WH | 1980-4 | 1985-12 | 1986-4 | 83 | 83.4 |  | -
| KR -7 | HANBIT-1 | PWR | WH F | 2787 | 1025 | 995 | KHNP | WH | 1981-6 | 1986-3 | 1986-8 | 83.9 | 84.3 |  | -
| KR -8 | HANBIT-2 | PWR | WH F | 2787 | 1024 | 988 | KHNP | WH | 1981-12 | 1986-11 | 1987-6 | 82.3 | 82.5 |  | -
| KR -9 | HANUL-1 | PWR | France CPI | 2775 | 1014 | 966 | KHNP | FRAM | 1983-1 | 1988-4 | 1988-9 | 85.2 | 85.6 |  | -
MEXICO | MX -1 | LAGUNA VERDE-1 | BWR | BWR-5 | 2317 | 805 | 777 | CFE | GE | 1976-9 | 1989-4 | 1990-7 | 80.4 | 81.8 |  | -
| MX -2 | LAGUNA VERDE-2 | BWR | BWR-5 | 2317 | 803 | 775 | CFE | GE | 1977-6 | 1994-11 | 1995-4 | 83.1 | 84.1 |  | -
NETHERLANDS | NL -2 | BORSSELE | PWR | KWU 2LP | 1366 | 515 | 482 | EPZ | S/KWU | 1969-7 | 1973-7 | 1973-10 | 85.1 | 85.6 |  | -
PAKISTAN | PK -2 | CHASNUPP-1 | PWR | CNP-300 | 999 | 325 | 300 | PAEC | CNNC | 1993-8 | 2000-6 | 2000-9 | 79 | 79.6 |  | -
| PK -3 | CHASNUPP-2 | PWR | CNP-300 | 999 | 325 | 300 | PAEC | CNNC | 2005-12 | 2011-3 | 2011-5 | 86.9 | 87.3 |  | -
| PK -4 | CHASNUPP-3 | PWR | CNP-300 | 999 | 340 | 315 | PAEC | CNNC | 2011-5 | 2016-10 | 2016-12 | 88.2 | 89.7 |  | -
| PK -5 | CHASNUPP-4 | PWR | CNP-300 | 999 | 340 | 313 | PAEC | CNNC | 2011-12 | 2017-6 | 2017-9 | 90.2 | 91.4 |  | -
| PK -6 | KANUPP-2 | PWR | ACP-1000 | 3060 | 1100 | 1017 | PAEC | CZEC | 2015-8 | 2021-3 | 2021-5 | 77.2 | 79.2 |  | -
| PK -7 | KANUPP-3 | PWR | ACP-1000 | 3060 | 1100 | 1017 | PAEC | CZEC | 2016-5 | 2022-3 | 2022-4 | 90.6 | 90.9 |  | -
ROMANIA | RO -1 | CERNAVODA-1 | PHWR | CANDU 6 | 2180 | 706 | 650 | SNN | AECL | 1983-3 | 1996-7 | 1996-12 | 89.7 | 90.9 |  | DH
| RO -2 | CERNAVODA-2 | PHWR | CANDU 6 | 2180 | 705 | 650 | SNN | AECL | 1983-7 | 2007-8 | 2007-11 | 93.5 | 94.3 |  | DH
RUSSIA | RU -11 | NOVOVORONEZH-4 | PWR | VVER V-179 | 1375 | 417 | 385 | REA | AEM | 1967-7 | 1972-12 | 1973-3 | 78.2 | 79.5 |  | DH, PH
| RU -116 | BELOYARSK-4 | FBR | BN-800 | 2100 | 885 | 820 | REA | AEM | 2006-7 | 2015-12 | 2016-10 | 67.1 | 68.4 |  | -
| RU -12 | KOLA-1 | PWR | VVER V-230 | 1375 | 440 | 411 | REA | AEM | 1970-5 | 1973-6 | 1973-12 | 72.7 | 77.7 |  | DH, PH
| RU -13 | KOLA-2 | PWR | VVER V-230 | 1375 | 440 | 411 | REA | AEM | 1970-5 | 1974-12 | 1975-2 | 73.5 | 77.8 |  | DH, PH
| RU -142 | BILIBINO-2 | LWGR | EGP-6 | 62 | 12 | 11 | REA | AEM | 1970-1 | 1974-12 | 1975-2 | 73.5 | 81.8 |  | DH
| RU -143 | BILIBINO-3 | LWGR | EGP-6 | 62 | 12 | 11 | REA | AEM | 1970-1 | 1975-12 | 1976-2 | 73.6 | 82 |  | DH
| RU -144 | BILIBINO-4 | LWGR | EGP-6 | 62 | 12 | 11 | REA | AEM | 1970-1 | 1976-12 | 1977-1 | 72.3 | 80.3 |  | DH
| RU -151 | AKADEMIK LOMONOSOV-1 | PWR | KLT-40S 'Float | 150 | 35 | 32 | REA | AEM | 2007-4 | 2019-12 | 2020-5 | 61.7 | 61.7 |  | -
| RU -152 | AKADEMIK LOMONOSOV-2 | PWR | KLT-40S 'Float | 150 | 35 | 32 | REA | AEM | 2007-4 | 2019-12 | 2020-5 | 64.9 | 64.9 |  | -
| RU -161 | NOVOVORONEZH 2-1 | PWR | VVER V-392M | 3200 | 1180 | 1100 | REA | AEM | 2008-6 | 2016-8 | 2017-2 | 76.2 | 78.4 |  | -
| RU -162 | NOVOVORONEZH 2-2 | PWR | VVER V-392M | 3200 | 1181 | 1101 | REA | AEM | 2009-7 | 2019-5 | 2019-10 | 81.7 | 83.9 |  | -
| RU -163 | LENINGRAD 2-1 | PWR | VVER V-491 | 3200 | 1188 | 1101 | REA | AEM | 2008-10 | 2018-3 | 2018-10 | 73.7 | 74.8 |  | -
| RU -164 | LENINGRAD 2-2 | PWR | VVER V-491 | 3200 | 1188 | 1101 | REA | AEM | 2010-4 | 2020-10 | 2021-3 | 84.5 | 86.1 |  | -
| RU -20 | NOVOVORONEZH-5 | PWR | VVER V-187 | 3000 | 1000 | 950 | REA | AEM | 1974-3 | 1980-5 | 1981-2 | 67.8 | 68.6 |  | DH, PH
| RU -21 | BELOYARSK-3 | FBR | BN-600 | 1470 | 600 | 560 | REA | AEM | 1969-1 | 1980-4 | 1981-11 | 75.4 | 75.9 |  | DH, PH
| RU -22 | KURSK-2 | LWGR | RBMK-1000 | 3200 | 1000 | 925 | REA | AEM | 1973-1 | 1979-1 | 1979-8 | 64.8 | 66.7 |  | DH, PH
| RU -23 | SMOLENSK-1 | LWGR | RBMK-1000 | 3200 | 1000 | 925 | REA | AEM | 1975-10 | 1982-12 | 1983-9 | 74.1 | 75.8 |  | DH, PH
| RU -24 | SMOLENSK-2 | LWGR | RBMK-1000 | 3200 | 1000 | 925 | REA | AEM | 1976-6 | 1985-5 | 1985-7 | 76.3 | 78.1 |  | DH, PH
| RU -30 | KALININ-1 | PWR | VVER V-338 | 3000 | 1000 | 950 | REA | AEM | 1977-2 | 1984-5 | 1985-6 | 75.4 | 76 |  | DH, PH
| RU -31 | KALININ-2 | PWR | VVER V-338 | 3000 | 1000 | 950 | REA | AEM | 1982-2 | 1986-12 | 1987-3 | 78.2 | 80 |  | DH, PH
| RU -32 | KOLA-3 | PWR | VVER V-213 | 1375 | 440 | 411 | REA | AEM | 1977-4 | 1981-3 | 1982-12 | 76.8 | 82.3 |  | DH, PH
| RU -33 | KOLA-4 | PWR | VVER V-213 | 1375 | 440 | 411 | REA | AEM | 1976-8 | 1984-10 | 1984-12 | 76.9 | 82.3 |  | DH, PH
| RU -34 | LENINGRAD-3 | LWGR | RBMK-1000 | 3200 | 1000 | 925 | REA | AEM | 1973-12 | 1979-12 | 1980-6 | 73.8 | 74.6 |  | DH, PH
| RU -35 | LENINGRAD-4 | LWGR | RBMK-1000 | 3200 | 1000 | 925 | REA | AEM | 1975-2 | 1981-2 | 1981-8 | 75 | 75.9 |  | DH, PH
| RU -36 | KALININ-3 | PWR | VVER V-320 | 3200 | 1000 | 950 | REA | AEM | 1985-10 | 2004-12 | 2005-11 | 84.8 | 84.9 |  | DH, PH
| RU -37 | KALININ-4 | PWR | VVER V-320 | 3200 | 1000 | 950 | REA | AEM | 1986-8 | 2011-11 | 2012-12 | 89.1 | 89.1 |  | DH, PH
| RU -38 | KURSK-3 | LWGR | RBMK-1000 | 3200 | 1000 | 925 | REA | AEM | 1978-4 | 1983-10 | 1984-3 | 74 | 75.2 |  | DH, PH
| RU -39 | KURSK-4 | LWGR | RBMK-1000 | 3200 | 1000 | 925 | REA | AEM | 1981-5 | 1985-12 | 1986-2 | 77.3 | 78.3 |  | DH, PH
| RU -59 | ROSTOV-1 | PWR | VVER V-320 | 3200 | 1041 | 989 | REA | AEM | 1981-9 | 2001-3 | 2001-12 | 88 | 88.4 |  | -
| RU -62 | ROSTOV-2 | PWR | VVER V-320 | 3200 | 1000 | 950 | REA | AEM | 1983-5 | 2010-3 | 2010-12 | 89.9 | 90.2 |  | -
| RU -63 | ROSTOV-3 | PWR | VVER V-320 | 3000 | 1000 | 950 | REA | AEM | 2009-9 | 2014-12 | 2015-9 | 86.2 | 87 |  | -
| RU -64 | ROSTOV-4 | PWR | VVER V-320 | 3000 | 1030 | 979 | REA | AEM | 2010-6 | 2018-2 | 2018-9 | 91.4 | 93 |  | -
| RU -67 | SMOLENSK-3 | LWGR | RBMK-1000 | 3200 | 1000 | 925 | REA | AEM | 1984-5 | 1990-1 | 1990-10 | 79.3 | 80.8 |  | DH, PH
| RU -96 | BALAKOVO-1 | PWR | VVER V-320 | 3000 | 1000 | 950 | REA | AEM | 1980-12 | 1985-12 | 1986-5 | 75.6 | 77.3 |  | DH, PH
| RU -97 | BALAKOVO-2 | PWR | VVER V-320 | 3000 | 1000 | 950 | REA | AEM | 1981-8 | 1987-10 | 1988-1 | 75.1 | 77.3 |  | DH, PH
| RU -98 | BALAKOVO-3 | PWR | VVER V-320 | 3000 | 1000 | 950 | REA | AEM | 1982-11 | 1988-12 | 1989-4 | 77.6 | 80.3 |  | DH, PH
| RU -99 | BALAKOVO-4 | PWR | VVER V-320 | 3200 | 1000 | 950 | REA | AEM | 1984-4 | 1993-4 | 1993-12 | 81.6 | 84.5 |  | DH, PH
SLOVAKIA | SK -10 | MOCHOVCE-3 | PWR | VVER V-213 | 1375 | 471 | 440 | SE | ŠKODA | 1987-1 | 2023-1 |  | 0 | 0 |  | -
| SK -13 | BOHUNICE-3 | PWR | VVER V-213 | 1471 | 500 | 466 | SE | ŠKODA | 1976-12 | 1984-8 | 1985-2 | 82.1 | 85.4 |  | DH, PH
| SK -14 | BOHUNICE-4 | PWR | VVER V-213 | 1471 | 500 | 466 | SE | ŠKODA | 1976-12 | 1985-8 | 1985-12 | 83.1 | 86.2 |  | DH, PH
| SK -6 | MOCHOVCE-1 | PWR | VVER V-213 | 1471 | 500 | 467 | SE | ŠKODA | 1983-10 | 1998-7 | 1998-10 | 87.3 | 88.9 |  | -
| SK -7 | MOCHOVCE-2 | PWR | VVER V-213 | 1471 | 500 | 469 | SE | ŠKODA | 1983-10 | 1999-12 | 2000-4 | 87.8 | 89.1 |  | -
SLOVENIA | SI -1 | KRSKO | PWR | WH 2LP | 1994 | 727 | 688 | NEK | WH | 1975-3 | 1981-10 | 1983-1 | 86.5 | 87.5 |  | -
SOUTH AFRICA | ZA -1 | KOEBERG-1 | PWR | CP1 | 2775 | 964 | 924 | ESKOM | FRAM | 1976-7 | 1984-4 | 1984-7 | 72.2 | 75.3 |  | -
| ZA -2 | KOEBERG-2 | PWR | CP1 | 2775 | 970 | 930 | ESKOM | FRAM | 1976-7 | 1985-7 | 1985-11 | 73.6 | 79.2 |  | -
SPAIN | ES -10 | COFRENTES | BWR | BWR-6 (Mark 3) | 3237 | 1102 | 1064 | ID | GE | 1975-9 | 1984-10 | 1985-3 | 87.4 | 88.4 |  | -
| ES -11 | TRILLO-1 | PWR | PWR 3 loops | 3010 | 1066 | 1003 | CNAT | KWU | 1979-8 | 1988-5 | 1988-8 | 87.3 | 87.9 |  | -
| ES -16 | VANDELLOS-2 | PWR | WH 3LP | 2941 | 1087 | 1047 | ANAV | WH | 1980-12 | 1987-12 | 1988-3 | 82.9 | 83.9 |  | -
| ES -6 | ALMARAZ-1 | PWR | WH 3LP | 2947 | 1049 | 1011 | CNAT | WH | 1973-7 | 1981-5 | 1983-9 | 86.3 | 87.4 |  | -
| ES -7 | ALMARAZ-2 | PWR | WH 3LP | 2947 | 1044 | 1006 | CNAT | WH | 1973-7 | 1983-10 | 1984-7 | 87.9 | 89 |  | -
| ES -8 | ASCO-1 | PWR | WH 3LP | 2941 | 1033 | 995 | ANAV | WH | 1974-5 | 1983-8 | 1984-12 | 85.5 | 86.3 |  | -
| ES -9 | ASCO-2 | PWR | WH 3LP | 2941 | 1027 | 997 | ANAV | WH | 1975-3 | 1985-10 | 1986-3 | 87.5 | 88.5 |  | -
SWEDEN | SE -10 | RINGHALS-4 | PWR | WH 3LP | 3300 | 1178 | 1130 | RAB | WH | 1973-11 | 1982-6 | 1983-11 | 81.5 | 83.8 |  | -
| SE -11 | FORSMARK-2 | BWR | AA-III, BWR-25 | 3253 | 1160 | 1121 | FKA | ABB ATOM | 1975-1 | 1981-1 | 1981-7 | 82.8 | 84.6 |  | -
| SE -12 | OSKARSHAMN-3 | BWR | AA-IV, BWR-300 | 3900 | 1450 | 1400 | OKG | ABB ATOM | 1980-5 | 1985-3 | 1985-8 | 81 | 82.3 |  | -
| SE -14 | FORSMARK-3 | BWR | AA-IV, BWR-300 | 3300 | 1208 | 1172 | FKA | ABB ATOM | 1979-1 | 1985-3 | 1985-8 | 85.7 | 87.8 |  | -
| SE -7 | RINGHALS-3 | PWR | WH 3LP | 3135 | 1128 | 1081 | RAB | WH | 1972-9 | 1980-9 | 1981-9 | 78.5 | 80.6 |  | -
| SE -9 | FORSMARK-1 | BWR | AA-III, BWR-25 | 3075 | 1078 | 1040 | FKA | ABB ATOM | 1973-6 | 1980-6 | 1980-12 | 84.7 | 86.6 |  | -
SWITZERLAND | CH -1 | BEZNAU-1 | PWR | WH 2LP | 1130 | 380 | 365 | Axpo AG | WH | 1965-9 | 1969-7 | 1969-12 | 80.8 | 81.2 |  | DH
| CH -3 | BEZNAU-2 | PWR | WH 2LP | 1130 | 380 | 365 | Axpo AG | WH | 1968-1 | 1971-10 | 1972-3 | 87.6 | 87.8 |  | DH
| CH -4 | GOESGEN | PWR | PWR 3 Loop | 3002 | 1060 | 1010 | KKG | KWU | 1973-12 | 1979-2 | 1979-11 | 89 | 89.9 |  | PH
| CH -5 | LEIBSTADT | BWR | BWR-6 | 3600 | 1275 | 1233 | KKL | GETSCO | 1974-1 | 1984-5 | 1984-12 | 82.4 | 84 |  | -
UAE | AE -01 | BARAKAH-1 | PWR | APR-1400 | 3983 | 1417 | 1337 | NAWAH | KEPCO | 2012-7 | 2020-8 | 2021-4 | 81.1 | 81.7 |  | -
| AE -02 | BARAKAH-2 | PWR | APR-1400 | 3983 | 1417 | 1337 | NAWAH | KEPCO | 2013-4 | 2021-9 | 2022-3 | 92 | 92.5 |  | -
| AE -03 | BARAKAH-3 | PWR | APR-1400 | 3983 | 1417 | 1337 | NAWAH | KEPCO | 2014-9 | 2022-10 | 2023-2 | 96.8 | 97.4 |  | -
UK | GB -19A | HARTLEPOOL A-1 | GCR | AGR | 1500 | 655 | 590 | EDF UK | NPC | 1968-10 | 1983-8 | 1989-4 | 70.2 | 70.3 |  | -
| GB -19B | HARTLEPOOL A-2 | GCR | AGR | 1500 | 655 | 595 | EDF UK | NPC | 1968-10 | 1984-10 | 1989-4 | 71.1 | 71.3 |  | -
| GB -20A | HEYSHAM A-1 | GCR | AGR | 1500 | 625 | 485 | EDF UK | NPC | 1970-12 | 1983-7 | 1989-4 | 68.3 | 68.6 |  | -
| GB -20B | HEYSHAM A-2 | GCR | AGR | 1500 | 625 | 575 | EDF UK | NPC | 1970-12 | 1984-10 | 1989-4 | 66.9 | 67.4 |  | -
| GB -22A | HEYSHAM B-1 | GCR | AGR | 1550 | 680 | 620 | EDF UK | NPC | 1980-8 | 1988-7 | 1989-4 | 78.6 | 79.2 |  | -
| GB -22B | HEYSHAM B-2 | GCR | AGR | 1550 | 680 | 620 | EDF UK | NPC | 1980-8 | 1988-11 | 1989-4 | 77.5 | 78.3 |  | -
| GB -23A | TORNESS-1 | GCR | AGR | 1623 | 682 | 595 | EDF UK | NNC | 1980-8 | 1988-5 | 1988-5 | 77.5 | 79 |  | -
| GB -23B | TORNESS-2 | GCR | AGR | 1623 | 682 | 605 | EDF UK | NNC | 1980-8 | 1989-2 | 1989-2 | 76.5 | 77.5 |  | -
| GB -24 | SIZEWELL B | PWR | SNUPPS | 3425 | 1250 | 1198 | EDF UK | PPC | 1988-7 | 1995-2 | 1995-9 | 83.8 | 84.6 |  | -
UKRAINE | UA -126 | ZAPOROZHYE-5 | PWR | VVER V-320 | 3000 | 1000 | 950 | NNEGC | PAIP | 1985-11 | 1989-8 | 1989-10 | 73.4 | 75.3 |  | DH
| UA -127 | ZAPOROZHYE-6 | PWR | VVER V-320 | 3000 | 1000 | 950 | NNEGC | PAIP | 1986-6 | 1995-10 | 1996-9 | 78.6 | 80.7 |  | DH
| UA -27 | RIVNE-1 | PWR | VVER V-213 | 1375 | 420 | 381 | NNEGC | PAIP | 1973-8 | 1980-12 | 1981-9 | 79.2 | 80 |  | DH
| UA -28 | RIVNE-2 | PWR | VVER V-213 | 1375 | 415 | 376 | NNEGC | PAIP | 1973-10 | 1981-12 | 1982-7 | 80.4 | 81.5 |  | DH
| UA -29 | RIVNE-3 | PWR | VVER V-320 | 3000 | 1000 | 950 | NNEGC | PAIP | 1980-2 | 1986-12 | 1987-5 | 69 | 71 |  | DH
| UA -40 | KHMELNITSKI-1 | PWR | VVER V-320 | 3000 | 1000 | 950 | NNEGC | PAIP | 1981-11 | 1987-12 | 1988-8 | 71.5 | 72.7 |  | DH
| UA -41 | KHMELNITSKI-2 | PWR | VVER V-320 | 3000 | 1000 | 950 | NNEGC | PAIP | 1985-2 | 2004-8 | 2005-12 | 78.3 | 79.8 |  | DH
| UA -44 | SOUTH UKRAINE-1 | PWR | VVER V-302 | 3000 | 1000 | 950 | NNEGC | PAA | 1976-8 | 1982-12 | 1983-12 | 68 | 70.4 |  | DH
| UA -45 | SOUTH UKRAINE-2 | PWR | VVER V-338 | 3000 | 1000 | 950 | NNEGC | PAA | 1981-7 | 1985-1 | 1985-4 | 65.2 | 67.6 |  | DH
| UA -48 | SOUTH UKRAINE-3 | PWR | VVER V-320 | 3000 | 1000 | 950 | NNEGC | PAA | 1984-11 | 1989-9 | 1989-12 | 68.3 | 71.8 |  | DH
| UA -54 | ZAPOROZHYE-1 | PWR | VVER V-320 | 3000 | 1000 | 950 | NNEGC | PAIP | 1980-4 | 1984-12 | 1985-12 | 66.7 | 68.9 |  | DH
| UA -56 | ZAPOROZHYE-2 | PWR | VVER V-320 | 3000 | 1000 | 950 | NNEGC | PAIP | 1981-1 | 1985-7 | 1986-2 | 68.5 | 71 |  | DH
| UA -69 | RIVNE-4 | PWR | VVER V-320 | 3000 | 1000 | 950 | NNEGC | PAA | 1986-8 | 2004-10 | 2006-4 | 76 | 78.1 |  | DH
| UA -78 | ZAPOROZHYE-3 | PWR | VVER V-320 | 3000 | 1000 | 950 | NNEGC | PAIP | 1982-4 | 1986-12 | 1987-3 | 71.4 | 74.1 |  | DH
| UA -79 | ZAPOROZHYE-4 | PWR | VVER V-320 | 3000 | 1000 | 950 | NNEGC | PAIP | 1983-4 | 1987-12 | 1988-4 | 73 | 75.2 |  | DH
USA | US -220 | NINE MILE POINT-1 | BWR | BWR-2 (Mark 1) | 1850 | 642 | 613 | EXELON | GE | 1965-4 | 1969-11 | 1969-12 | 79.8 | 79.8 |  | -
| US -237 | DRESDEN-2 | BWR | BWR-3 (Mark 1) | 2957 | 950 | 894 | EXELON | GE | 1966-1 | 1970-4 | 1970-6 | 83 | 83 |  | -
| US -244 | GINNA | PWR | WH 2LP (DRYAMB | 1775 | 608 | 560 | EXELON | WH | 1966-4 | 1969-12 | 1970-7 | 87.8 | 87.8 |  | -
| US -249 | DRESDEN-3 | BWR | BWR-3 (Mark 1) | 2957 | 935 | 879 | EXELON | GE | 1966-10 | 1971-7 | 1971-11 | 80.6 | 80.6 |  | -
| US -250 | TURKEY POINT-3 | PWR | WH 3LP (DRYAMB | 2644 | 829 | 837 | FPL | WH | 1967-4 | 1972-11 | 1972-12 | 80.9 | 81 |  | -
| US -251 | TURKEY POINT-4 | PWR | WH 3LP (DRYAMB | 2644 | 829 | 821 | FPL | WH | 1967-4 | 1973-6 | 1973-9 | 81.2 | 81.3 |  | -
| US -254 | QUAD CITIES-1 | BWR | BWR-3 (Mark 1) | 2957 | 940 | 908 | EXELON | GE | 1967-2 | 1972-4 | 1973-2 | 83.2 | 83.2 |  | -
| US -259 | BROWNS FERRY-1 | BWR | BWR-4 (Mark 1) | 3458 | 1256 | 1200 | TVA | GE | 1967-5 | 1973-10 | 1974-12 | 79.4 | 79.7 |  | -
| US -260 | BROWNS FERRY-2 | BWR | BWR-4 (Mark 1) | 3458 | 1259 | 1200 | TVA | GE | 1967-5 | 1974-8 | 1975-3 | 83.8 | 84 |  | -
| US -261 | ROBINSON-2 | PWR | WH 3LP (DRYAMB | 2339 | 780 | 741 | PROGRESS | WH | 1967-4 | 1970-9 | 1971-3 | 81.7 | 81.8 |  | -
| US -263 | MONTICELLO | BWR | BWR-3 (Mark 1) | 2004 | 691 | 628 | NSP | GE | 1967-6 | 1971-3 | 1971-6 | 86.4 | 86.4 |  | -
| US -265 | QUAD CITIES-2 | BWR | BWR-3 (Mark 1) | 2957 | 940 | 911 | EXELON | GE | 1967-2 | 1972-5 | 1973-3 | 82 | 82.5 |  | -
| US -266 | POINT BEACH-1 | PWR | WH 2LP (DRYAMB | 1800 | 640 | 591 | NEXTERA | WH | 1967-7 | 1970-11 | 1970-12 | 86.2 | 86.5 |  | -
| US -269 | OCONEE-1 | PWR | B&W LLP (DRYAM | 2568 | 891 | 847 | DUKEENER | B&W | 1967-11 | 1973-5 | 1973-7 | 83.5 | 83.7 |  | -
| US -270 | OCONEE-2 | PWR | B&W LLP (DRYAM | 2568 | 891 | 848 | DUKEENER | B&W | 1967-11 | 1973-12 | 1974-9 | 85.1 | 85.2 |  | -
| US -272 | SALEM-1 | PWR | WH 4LP (DRYAMB | 3459 | 1254 | 1169 | PSEG | WH | 1968-9 | 1976-12 | 1977-6 | 74.4 | 74.5 |  | -
| US -275 | DIABLO CANYON-1 | PWR | WH 4LP (DRYAMB | 3411 | 1197 | 1138 | PG&E | WH | 1968-4 | 1984-11 | 1985-5 | 88.4 | 88.5 |  | -
| US -277 | PEACH BOTTOM-2 | BWR | BWR-4 (Mark 1) | 3951 | 1412 | 1300 | EXELON | GE | 1968-1 | 1974-2 | 1974-7 | 81.1 | 81.2 |  | -
| US -278 | PEACH BOTTOM-3 | BWR | BWR-4 (Mark 1) | 3951 | 1412 | 1331 | EXELON | GE | 1968-1 | 1974-9 | 1974-12 | 81.4 | 81.5 |  | -
| US -280 | SURRY-1 | PWR | WH 3LP (DRYSUB | 2587 | 890 | 838 | DOMINION | WH | 1968-6 | 1972-7 | 1972-12 | 80.1 | 80.1 |  | -
| US -281 | SURRY-2 | PWR | WH 3LP (DRYSUB | 2587 | 890 | 838 | DOMINION | WH | 1968-6 | 1973-3 | 1973-5 | 80.5 | 80.5 |  | -
| US -282 | PRAIRIE ISLAND-1 | PWR | WH 2LP (DRYAMB | 1677 | 566 | 522 | NSP | WH | 1968-6 | 1973-12 | 1973-12 | 87.8 | 87.9 |  | -
| US -287 | OCONEE-3 | PWR | B&W LLP (DRYAM | 2568 | 900 | 859 | DUKEENER | B&W | 1967-11 | 1974-9 | 1974-12 | 84.4 | 84.6 |  | -
| US -296 | BROWNS FERRY-3 | BWR | BWR-4 (Mark 1) | 3458 | 1260 | 1210 | TVA | GE | 1968-7 | 1976-9 | 1977-3 | 85.8 | 86.1 |  | -
| US -298 | COOPER | BWR | BWR-4 (Mark 1) | 2419 | 801 | 769 | ENTERGY | GE | 1968-6 | 1974-5 | 1974-7 | 80.6 | 80.7 |  | -
| US -301 | POINT BEACH-2 | PWR | WH 2LP (DRYAMB | 1800 | 640 | 591 | NEXTERA | WH | 1968-7 | 1972-8 | 1972-10 | 87.3 | 87.3 |  | -
| US -306 | PRAIRIE ISLAND-2 | PWR | WH 2LP (DRYAMB | 1677 | 560 | 519 | NSP | WH | 1969-6 | 1974-12 | 1974-12 | 88.3 | 88.3 |  | -
| US -311 | SALEM-2 | PWR | WH 4LP (DRYAMB | 3459 | 1200 | 1158 | PSEG | WH | 1968-9 | 1981-6 | 1981-10 | 77.3 | 77.3 |  | -
| US -313 | ANO-1 | PWR | B&W LLP (DRYAM | 2568 | 903 | 836 | ENTERGY | B&W | 1968-10 | 1974-8 | 1974-12 | 81.9 | 82.2 |  | -
| US -315 | COOK-1 | PWR | WH 4LP (ICECDN | 3304 | 1131 | 1030 | AEP | WH | 1969-3 | 1975-2 | 1975-8 | 74 | 74.1 |  | -
| US -316 | COOK-2 | PWR | WH 4LP (ICECDN | 3468 | 1231 | 1168 | AEP | WH | 1969-3 | 1978-3 | 1978-7 | 75.5 | 75.7 |  | -
| US -317 | CALVERT CLIFFS-1 | PWR | CE 2LP (DRYAMB | 2737 | 918 | 877 | EXELON | CE | 1968-6 | 1975-1 | 1975-5 | 82.9 | 83.1 |  | -
| US -318 | CALVERT CLIFFS-2 | PWR | CE 2LP (DRYAMB | 2737 | 911 | 855 | EXELON | CE | 1968-6 | 1976-12 | 1977-4 | 85.8 | 85.9 |  | -
| US -321 | HATCH-1 | BWR | BWR-4 (Mark 1) | 2804 | 911 | 876 | SOUTHERN | GE | 1968-9 | 1974-11 | 1975-12 | 84.5 | 84.5 |  | -
| US -323 | DIABLO CANYON-2 | PWR | WH 4LP (DRYAMB | 3411 | 1197 | 1118 | PG&E | WH | 1970-12 | 1985-10 | 1986-3 | 88.6 | 88.7 |  | -
| US -324 | BRUNSWICK-2 | BWR | BWR-4 (Mark 1) | 2923 | 960 | 932 | PROGRESS | GE | 1970-2 | 1975-4 | 1975-11 | 79.2 | 79.5 |  | -
| US -325 | BRUNSWICK-1 | BWR | BWR-4 (Mark 1) | 2923 | 990 | 938 | PROGRESS | GE | 1970-2 | 1976-12 | 1977-3 | 80.1 | 80.4 |  | -
| US -327 | SEQUOYAH-1 | PWR | WH 4LP (ICECND | 3455 | 1221 | 1152 | TVA | WH | 1970-5 | 1980-7 | 1981-7 | 78.2 | 78.3 |  | -
| US -328 | SEQUOYAH-2 | PWR | WH 4LP (ICECND | 3455 | 1200 | 1139 | TVA | WH | 1970-5 | 1981-12 | 1982-6 | 81.3 | 81.3 |  | -
| US -333 | FITZPATRICK | BWR | BWR-4 (Mark 1) | 2536 | 849 | 813 | EXELON | GE | 1968-9 | 1975-2 | 1975-7 | 82.4 | 82.6 |  | -
| US -334 | BEAVER VALLEY-1 | PWR | WH 3LP (DRYSUB | 2900 | 959 | 908 | FENOC | WH | 1970-6 | 1976-6 | 1976-10 | 79.4 | 79.4 |  | -
| US -335 | ST. LUCIE-1 | PWR | CE 2LP (DRYAMB | 3020 | 1045 | 981 | FPL | CE | 1970-7 | 1976-5 | 1976-12 | 84.2 | 84.4 |  | -
| US -336 | MILLSTONE-2 | PWR | CE 2LP (DRYAMB | 2700 | 918 | 869 | DOMINION | CE | 1969-11 | 1975-11 | 1975-12 | 73.6 | 74.1 |  | -
| US -338 | NORTH ANNA-1 | PWR | WH 3LP (DRYSUB | 2940 | 990 | 948 | DOMINION | WH | 1971-2 | 1978-4 | 1978-6 | 85.1 | 85.6 |  | -
| US -339 | NORTH ANNA-2 | PWR | WH 3LP (DRYSUB | 2940 | 1011 | 944 | DOMINION | WH | 1971-2 | 1980-8 | 1980-12 | 87.1 | 87.7 |  | -
| US -341 | FERMI-2 | BWR | BWR-4 (Mark 1) | 3486 | 1198 | 1115 | DTEDISON | GE | 1972-9 | 1986-9 | 1988-1 | 80.8 | 80.8 |  | -
| US -346 | DAVIS BESSE-1 | PWR | B&W RLP (DRYAM | 2817 | 925 | 894 | FENOC | B&W | 1970-9 | 1977-8 | 1978-7 | 75.5 | 75.5 |  | -
| US -348 | FARLEY-1 | PWR | WH 3LP (DRYAMB | 2775 | 918 | 874 | SOUTHERN | WH | 1970-10 | 1977-8 | 1977-12 | 86 | 86.1 |  | -
| US -352 | LIMERICK-1 | BWR | BWR-4 (Mark 2) | 3515 | 1194 | 1134 | EXELON | GE | 1974-6 | 1985-4 | 1986-2 | 92.1 | 92.1 |  | -
| US -353 | LIMERICK-2 | BWR | BWR-4 (Mark 2) | 3515 | 1194 | 1134 | EXELON | GE | 1974-6 | 1989-9 | 1990-1 | 94.1 | 94.1 |  | -
| US -354 | HOPE CREEK-1 | BWR | BWR-4 (Mark 1) | 3840 | 1240 | 1172 | PSEG | GE | 1976-3 | 1986-8 | 1986-12 | 89 | 89 |  | -
| US -364 | FARLEY-2 | PWR | WH 3LP (DRYAMB | 2775 | 928 | 883 | SOUTHERN | WH | 1970-10 | 1981-5 | 1981-7 | 89.4 | 89.4 |  | -
| US -366 | HATCH-2 | BWR | BWR-4 (Mark 1) | 2804 | 921 | 883 | SOUTHERN | GE | 1972-2 | 1978-9 | 1979-9 | 86 | 86 |  | -
| US -368 | ANO-2 | PWR | CE 2LP (DRYAMB | 3026 | 1065 | 988 | ENTERGY | CE | 1968-12 | 1978-12 | 1980-3 | 84.6 | 84.7 |  | -
| US -369 | MCGUIRE-1 | PWR | WH 4LP (ICECND | 3411 | 1215 | 1158 | DUKEENER | WH | 1971-4 | 1981-9 | 1981-12 | 84.8 | 85 |  | -
| US -370 | MCGUIRE-2 | PWR | WH 4LP (ICECND | 3411 | 1215 | 1158 | DUKEENER | WH | 1971-4 | 1983-5 | 1984-3 | 87.4 | 87.4 |  | -
| US -373 | LASALLE-1 | BWR | BWR-5 (Mark 2) | 3546 | 1207 | 1137 | EXELON | GE | 1973-9 | 1982-9 | 1984-1 | 83.3 | 83.3 |  | -
| US -374 | LASALLE-2 | BWR | BWR-5 (Mark 2) | 3546 | 1207 | 1140 | EXELON | GE | 1973-9 | 1984-4 | 1984-10 | 82.5 | 82.5 |  | -
| US -382 | WATERFORD-3 | PWR | CE 2LP (DRYAMB | 3716 | 1250 | 1168 | ENTERGY | CE | 1974-11 | 1985-3 | 1985-9 | 87.3 | 87.6 |  | -
| US -387 | SUSQUEHANNA-1 | BWR | BWR-4 (Mark 2) | 3952 | 1330 | 1257 | PPL_SUSQ | GE | 1973-11 | 1982-11 | 1983-6 | 86.5 | 86.5 |  | -
| US -388 | SUSQUEHANNA-2 | BWR | BWR-4 (Mark 2) | 3952 | 1330 | 1257 | PPL_SUSQ | GE | 1973-11 | 1984-7 | 1985-2 | 89 | 89 |  | -
| US -389 | ST. LUCIE-2 | PWR | CE 2LP (DRYAMB | 3020 | 1050 | 987 | FPL | CE | 1977-6 | 1983-6 | 1983-8 | 87.1 | 87.5 |  | -
| US -390 | WATTS BAR-1 | PWR | WH 4LP (ICECND | 3459 | 1210 | 1157 | TVA | WH | 1973-7 | 1996-2 | 1996-5 | 90.5 | 90.5 |  | -
| US -391 | WATTS BAR-2 | PWR | WH 4LP (ICECND | 3411 | 1218 | 1164 | TVA | WH | 1973-9 | 2016-6 | 2016-10 | 84.3 | 84.3 |  | -
| US -395 | SUMMER-1 | PWR | WH 3LP (DRYAMB | 2900 | 1006 | 973 | SCE&G | WH | 1973-3 | 1982-11 | 1984-1 | 86.7 | 86.7 |  | -
| US -397 | COLUMBIA | BWR | BWR-5 (Mark 2) | 3486 | 1190 | 1131 | ENERGYNW | GE | 1972-8 | 1984-5 | 1984-12 | 82.2 | 82.8 |  | -
| US -400 | HARRIS-1 | PWR | WH 3LP (DRYAMB | 2900 | 980 | 964 | PROGRESS | WH | 1978-1 | 1987-1 | 1987-5 | 89.9 | 90 |  | -
| US -410 | NINE MILE POINT-2 | BWR | BWR-5 (Mark 2) | 3988 | 1320 | 1277 | EXELON | GE | 1975-8 | 1987-8 | 1988-3 | 88.1 | 88.1 |  | -
| US -412 | BEAVER VALLEY-2 | PWR | WH 3LP (DRYSUB | 2900 | 958 | 905 | FENOC | WH | 1974-5 | 1987-8 | 1987-11 | 89.1 | 89.1 |  | -
| US -413 | CATAWBA-1 | PWR | WH 4LP (ICECND | 3411 | 1188 | 1160 | DUKEENER | WH | 1974-5 | 1985-1 | 1985-6 | 87.6 | 87.6 |  | -
| US -414 | CATAWBA-2 | PWR | WH 4LP (ICECND | 3411 | 1188 | 1150 | DUKEENER | WH | 1974-5 | 1986-5 | 1986-8 | 88.4 | 88.4 |  | -
| US -416 | GRAND GULF-1 | BWR | BWR-6 (Mark 3) | 4408 | 1500 | 1401 | ENTERGY | GE | 1974-5 | 1984-10 | 1985-7 | 84.8 | 85 |  | -
| US -423 | MILLSTONE-3 | PWR | WH 4LP (DRYSUB | 3650 | 1280 | 1210 | DOMINION | WH | 1974-8 | 1986-2 | 1986-4 | 81.9 | 81.9 |  | -
| US -424 | VOGTLE-1 | PWR | WH 4LP (DRYAMB | 3626 | 1229 | 1150 | SOUTHERN | WH | 1976-8 | 1987-3 | 1987-6 | 91.7 | 91.8 |  | -
| US -425 | VOGTLE-2 | PWR | WH 4LP (DRYAMB | 3626 | 1229 | 1152 | SOUTHERN | WH | 1976-8 | 1989-4 | 1989-5 | 92.1 | 92.1 |  | -
| US -440 | PERRY-1 | BWR | BWR-6 (Mark 3) | 3758 | 1303 | 1240 | FENOC | GE | 1974-10 | 1986-12 | 1987-11 | 84.9 | 84.9 |  | -
| US -443 | SEABROOK-1 | PWR | WH 4LP (DRYAMB | 3648 | 1296 | 1246 | NEXTERA | WH | 1976-7 | 1990-5 | 1990-8 | 89.3 | 89.4 |  | -
| US -445 | COMANCHE PEAK-1 | PWR | WH 4LP (DRYAMB | 3612 | 1259 | 1205 | LUMINANT | WH | 1974-12 | 1990-4 | 1990-8 | 90.8 | 90.8 |  | -
| US -446 | COMANCHE PEAK-2 | PWR | WH 4LP (DRYAMB | 3612 | 1250 | 1195 | LUMINANT | WH | 1974-12 | 1993-4 | 1993-8 | 91.4 | 91.4 |  | -
| US -454 | BYRON-1 | PWR | WH 4LP (DRYAMB | 3645 | 1242 | 1164 | EXELON | WH | 1975-4 | 1985-3 | 1985-9 | 90.6 | 90.7 |  | -
| US -455 | BYRON-2 | PWR | WH 4LP (DRYAMB | 3645 | 1210 | 1136 | EXELON | WH | 1975-4 | 1987-2 | 1987-8 | 93.3 | 93.3 |  | -
| US -456 | BRAIDWOOD-1 | PWR | WH 4LP (DRYAMB | 3645 | 1270 | 1194 | EXELON | WH | 1975-8 | 1987-7 | 1988-7 | 91 | 91 |  | -
| US -457 | BRAIDWOOD-2 | PWR | WH 4LP (DRYAMB | 3645 | 1230 | 1160 | EXELON | WH | 1975-8 | 1988-5 | 1988-10 | 92.8 | 92.8 |  | -
| US -458 | RIVER BEND-1 | BWR | BWR-6 (Mark 3) | 3091 | 1016 | 967 | ENTERGY | GE | 1977-3 | 1985-12 | 1986-6 | 84.8 | 85 |  | -
| US -461 | CLINTON-1 | BWR | BWR-6 (Mark 3) | 3473 | 1098 | 1062 | EXELON | GE | 1975-10 | 1987-4 | 1987-11 | 83 | 83 |  | -
| US -482 | WOLF CREEK | PWR | WH 4LP (DRYAMB | 3565 | 1285 | 1200 | WCNOC | WH | 1977-5 | 1985-6 | 1985-9 | 86.1 | 86.2 |  | -
| US -483 | CALLAWAY-1 | PWR | WH 4LP (DRYAMB | 3565 | 1275 | 1215 | AmerenUE | WH | 1975-9 | 1984-10 | 1984-12 | 86.9 | 86.9 |  | -
| US -498 | SOUTH TEXAS-1 | PWR | WH 4LP (DRYAMB | 3853 | 1354 | 1280 | STP | WH | 1975-12 | 1988-3 | 1988-8 | 85.2 | 85.2 |  | -
| US -499 | SOUTH TEXAS-2 | PWR | WH 4LP (DRYAMB | 3853 | 1354 | 1280 | STP | WH | 1975-12 | 1989-4 | 1989-6 | 85.1 | 85.1 |  | -
| US -5025 | VOGTLE-3 | PWR | AP-1000 | 3400 | 1250 | 1117 | SOUTHERN | WH | 2013-3 | 2023-3 | 2023-7 | 100 | 100 |  | -
| US -528 | PALO VERDE-1 | PWR | CE80 2LP (DRYA | 3990 | 1414 | 1311 | APS | CE | 1976-5 | 1985-6 | 1986-1 | 83.1 | 83.2 |  | -
| US -529 | PALO VERDE-2 | PWR | CE80 2LP (DRYA | 3990 | 1414 | 1314 | APS | CE | 1976-6 | 1986-5 | 1986-9 | 85 | 85 |  | -
| US -530 | PALO VERDE-3 | PWR | CE80 2LP (DRYA | 3990 | 1414 | 1312 | APS | CE | 1976-6 | 1987-11 | 1988-1 | 86.8 | 87 |  | -
Notes:
1. The column Non-Electric Applications (NEA) indicates the use of the facility to provide: DH district heating, DS desalination, PH process heating.
2. The EAF and UCF calculated for Ukrainian reactor units are from 2012-2021 as operational data were not submitted for 2022 and 2023.
3. Status as of 31 December 2023, 413 reactors (371539 MW(e)) were connected to the grid, including 2 units (1874MW(e)) in Taiwan, China.
TAIWAN,CHINA | TW -5 | MAANSHAN-1 | PWR | WH 3LP (WE 312 | 2822 | 951 | 936 | TPC | WH | 1978-8 | 1984-5 | 1984-7 | 87.2 |  | 88.1 |  | -
| TW -6 | MAANSHAN-2 | PWR | WH 3LP (WE 312 | 2822 | 951 | 938 | TPC | WH | 1979-2 | 1985-2 | 1985-5 | 86.7 |  | 87.8 |  | -

## Planned constr
TABLE 12. REACTORS PLANNED FOR CONSTRUCTION AS KNOWN ON 31 DEC. 2023
Country | Code | Reactor Name | Type | Model | Capacity [MW] |  |  | Operator | NSSS | Expected
[5 empty] | Thermal | Gross | Net |  | Supplier | Construction Start
CHINA | CN -904 | FANGCHENGGANG-5 | PWR |  |  |  | 1000
| CN -905 | FANGCHENGGANG-6 | PWR |  |  |  | 1000
| CN -80 | LIANJIANG-2 | PWR | CAP1000 | 3400 | 1224 | 1224 | ZJNPC | CFHI | 2024-4
| CN -916 | LUFENG-1 | PWR | CPR-1000 |  |  | 1000 | LFNPC
| CN -917 | LUFENG-2 | PWR | CPR-1000 |  |  | 1000 | LFNPC
| CN -59 | SN-1 | PWR | CAP1400 |  |  | 1534 | SNPDP | SNERDI
| CN -60 | SN-2 | PWR | CAP1400 |  |  | 1534 | SNPDP | SNERDI
| CN -931 | XUDABU-2 | PWR | CPR-1000 | 2905 | 1290 | 1000 | LNPC | DEC
| CN -932 | ZHANGZHOU-3 | PWR | HPR1000 | 3180 | 1214 | 1129 | ZGZEC | CFHI | 2024-2
| CN -933 | ZHANGZHOU-4 | PWR | HPR1000 | 3180 | 1214 | 1129 | ZGZEC | CFHI
EGYPT | EG -4 | EL DABAA-4 | PWR | VVER-1200 | 3200 | 1200 | 1100 | NPPA | JSC ASE | 2024-1
FINLAND | FI -6 | HANHIKIVI-1 | PWR | VVER V-522 | 3200 |  | 1200 | FV | AEM
HUNGARY | HU -5 | PAKS-5 | PWR | VVER V-527 | 3200 | 1265 | 1185 | PAKS II | AEM
| HU -6 | PAKS-6 | PWR | VVER V-527 | 3200 | 1265 | 1185 | PAKS II | AEM
INDIA | IN -33 | GORAKHPUR-1 | PHWR | PHWR-700 |  | 700 | 630 | NPCIL
| IN -34 | GORAKHPUR-2 | PHWR | PHWR-700 |  | 700 | 630 | NPCIL
| IN -17 | KAIGA-5 | PHWR |  | 2166 | 700 | 630 | NPCIL | NPCIL
| IN -18 | KAIGA-6 | PHWR |  | 2166 | 700 | 630 | NPCIL | NPCIL
IRAN,ISL.REP | IR -5 | BUSHEHR-3 | PWR | VVER V-528 | 3000 | 1000 | 915 | NPPDCO | JSC ASE
| IR -9 | DARKHOVAIN | PWR | IR-360 | 1113 | 360 | 330 | NPPDCO
JAPAN | JP -76 | HAMAOKA-6 | BWR | ABWR | 3926 | 1400 | 1350 | CHUBU
| JP -69 | HIGASHI DORI-1 (TEPCO) | BWR | ABWR | 3926 | 1385 | 1343 | TEPCO | H/G
| JP -74 | HIGASHI DORI-2 (TEPCO) | BWR | ABWR | 3926 | 1385 | 1343 | TEPCO
| JP -72 | HIGASHI DORI-2 (TOHOKU) | BWR | ABWR |  |  | 1067 | TOHOKU
| JP -62 | KAMINOSEKI-1 | BWR | ABWR | 3926 | 1373 | 1325 | CHUGOKU
| JP -63 | KAMINOSEKI-2 | BWR | ABWR | 3926 | 1373 | 1325 | CHUGOKU
| JP -75 | SENDAI-3 | PWR | APWR | 4466 | 1590 | 1590 | KYUSHU
| JP -67 | TSURUGA-3 | PWR | APWR | 4466 | 1538 | 1475 | JAPCO | MHI
| JP -68 | TSURUGA-4 | PWR | APWR | 4466 | 1538 | 1475 | JAPCO | MHI
RUSSIA | RU -171 | BALTIC-2 | PWR | VVER V-491 | 3200 | 1194 | 1109 | REA | AEM
| RU -202 | BASHKIR-1 | PWR | VVER V-510 | 3300 | 1255 | 1115 | REA | AEM
| RU -203 | BASHKIR-2 | PWR | VVER V-510 | 3300 | 1255 | 1115 | REA | AEM
| RU -207 | BELOYARSK-5 | FBR | BN-1200 | 3000 | 1220 | 0 | REA | AEM
| RU -177 | CENTRAL-1 | PWR | VVER V-510 | 3300 | 1255 | 0 | REA | AEM
| RU -178 | CENTRAL-2 | PWR | VVER V-510 | 3300 | 1255 | 0 | REA | AEM
| RU -175 | KOLA 2-1 | PWR | - | 3200 | 1200 | 0 | REA | AEM
| RU -176 | KOLA 2-2 | PWR | - | 3200 | 1200 | 1100 | REA | AEM
| RU -190 | KURSK 2-3 | PWR | VVER V-510 | 3300 | 1255 | 1200 | REA | AEM
| RU -191 | KURSK 2-4 | PWR | VVER V-510 | 3300 | 1255 | 1200 | REA | AEM | 2025-2
| RU -165 | LENINGRAD 2-3 | PWR | VVER V-491 | 3200 | 1199 | 1150 | REA | AEM | 2024-3
| RU -167 | LENINGRAD 2-4 | PWR | VVER V-491 | 3200 | 1199 | 1150 | REA | AEM | 2023-10
| RU -181 | NIZHEGORODSK-1 | PWR |  | 3300 | 1255 | 1175 | REA | AEM
| RU -182 | NIZHEGORODSK-2 | PWR |  | 3300 | 1255 | 1175 | REA | AEM
| RU -187 | SEVERSK-1 | PWR | VVER V-510 | 3300 | 1255 | 0 | REA | AEM
| RU -188 | SEVERSK-2 | PWR | VVER V-510 | 3300 | 1255 | 0 | REA | AEM
| RU -204 | SOUTH URALS-1 | FBR | BN-1200 | 3000 | 1220 | 0 | REA | AEM
| RU -205 | SOUTH URALS-2 | FBR | BN-1200 | 3000 | 1220 | 0 | REA | AEM
Note: Status as of 31 December 2023, 47 reactors (43767 MW(e)) were known as planned.

## Net electric power by op plants
Country | PWR |  | BWR |  | GCR |  | HTGR |  | PHWR |  | LWGR |  | FBR |  | Totals
| No. | MW(e) | No. | MW(e) | No. | MW(e) | No. | MW(e) | No. | MW(e) | No. | MW(e) | No. | MW(e) | No. | MW(e)
ARGENTINA | [8 empty] | 3 | 1641 |  |  |  |  | 3 | 1641
ARMENIA | 1 | 416 | [12 empty] | 1 | 416
BELARUS | 2 | 2220 | [12 empty] | 2 | 2220
BELGIUM | 5 | 3908 | [12 empty] | 5 | 3908
BRAZIL | 2 | 1884 | [12 empty] | 2 | 1884
BULGARIA | 2 | 2006 | [12 empty] | 2 | 2006
CANADA | [8 empty] | 19 | 13699 |  |  |  |  | 19 | 13699
CHINA | 52 | 51648 |  |  |  |  | 1 | 150 | 2 | 1354 |  |  |  |  | 55 | 53152
CZECH REP. | 6 | 3934 | [12 empty] | 6 | 3934
FINLAND | 3 | 2614 | 2 | 1780 | [10 empty] | 5 | 4394
FRANCE | 56 | 61370 | [12 empty] | 56 | 61370
HUNGARY | 4 | 1916 | [12 empty] | 4 | 1916
INDIA | 2 | 1864 | [6 empty] | 17 | 4426 |  |  |  |  | 19 | 6290
IRAN,ISL.REP | 1 | 915 | [12 empty] | 1 | 915
JAPAN | 12 | 11046 | [12 empty] | 12 | 11046
KOREA,REP.OF | 23 | 24081 | [6 empty] | 3 | 1744 |  |  |  |  | 26 | 25825
MEXICO |  |  | 2 | 1552 | [10 empty] | 2 | 1552
NETHERLANDS | 1 | 482 | [12 empty] | 1 | 482
PAKISTAN | 6 | 3262 | [12 empty] | 6 | 3262
ROMANIA | [8 empty] | 2 | 1300 |  |  |  |  | 2 | 1300
RUSSIA | 24 | 18914 | [8 empty] | 11 | 7433 | 2 | 1380 | 37 | 27727
SLOVAKIA | 5 | 2308 | [12 empty] | 5 | 2308
SLOVENIA | 1 | 688 | [12 empty] | 1 | 688
SOUTH AFRICA | 2 | 1854 | [12 empty] | 2 | 1854
SPAIN | 6 | 6059 | 1 | 1064 | [10 empty] | 7 | 7123
SWEDEN | 2 | 2211 | 4 | 4733 | [10 empty] | 6 | 6944
SWITZERLAND | 3 | 1740 | 1 | 1233 | [10 empty] | 4 | 2973
UAE | 3 | 4011 | [12 empty] | 3 | 4011
UK | 1 | 1198 |  |  | 8 | 4685 | [8 empty] | 9 | 5883
UKRAINE | 15 | 13107 | [12 empty] | 15 | 13107
USA | 62 | 63126 | 31 | 32709 | [10 empty] | 93 | 95835
TOTAL | 304 | 290656 | 41 | 43071 | 8 | 4685 | 1 | 150 | 46 | 24164 | 11 | 7433 | 2 | 1380 | 413 | 371539
Notes:
1. The totals include 2 units, 1874 MW(e) in Taiwan, China.
2. During 2023, 5 reactors, 5007 MW(e) were newly connected to the grid.

## Net elec power by under const
TABLE 3. TYPE AND NET ELECTRICAL POWER OF REACTORS UNDER CONSTRUCTION, 31 DEC. 2023
Country | PWR |  | BWR |  | PHWR |  | LWGR |  | FBR |  | HTGR |  | Totals
| No. | MW(e) | No. | MW(e) | No. | MW(e) | No. | MW(e) | No. | MW(e) | No. | MW(e) | No. | MW(e)
ARGENTINA | 1 | 25 | [10 empty] | 1 | 25
BANGLADESH | 2 | 2160 | [10 empty] | 2 | 2160
BRAZIL | 1 | 1340 | [10 empty] | 1 | 1340
CHINA | 22 | 23664 | [6 empty] | 2 | 1284 |  |  | 24 | 24948
EGYPT | 3 | 3300 | [10 empty] | 3 | 3300
FRANCE | 1 | 1630 | [10 empty] | 1 | 1630
INDIA | 4 | 3668 |  |  | 3 | 1890 |  |  | 1 | 470 |  |  | 8 | 6028
IRAN,ISL.REP | 1 | 974 | [10 empty] | 1 | 974
JAPAN |  |  | 2 | 2653 | [8 empty] | 2 | 2653
KOREA,REP.OF | 2 | 2680 | [10 empty] | 2 | 2680
RUSSIA | 2 | 2400 | [6 empty] | 1 | 300 |  |  | 3 | 2700
SLOVAKIA | 1 | 440 | [10 empty] | 1 | 440
TÜRKIYE | 4 | 4456 | [10 empty] | 4 | 4456
UAE | 1 | 1310 | [10 empty] | 1 | 1310
UK | 2 | 3260 | [10 empty] | 2 | 3260
UKRAINE | 2 | 2070 | [10 empty] | 2 | 2070
USA | 1 | 1117 | [10 empty] | 1 | 1117
TOTAL | 50 | 54494 | 2 | 2653 | 3 | 1890 |  |  | 4 | 2054 |  |  | 59 | 61091

## constr start during 2023
TABLE 9. CONSTRUCTION STARTS DURING 2023
Country | Code | Reactor Name | Type | Model | Capacity [MW] |  |  | Operator | NSSS | Construction | Grid | Commercial
[5 empty] | Thermal | Gross | Net |  | Supplier | Start | Connection | Operation
CHINA | CN -75 | HAIYANG-4 | PWR | CAP1000 | 3400 | 1253 | 1161 | SDNPC | SNERDI | 2023-4
| CN -79 | LIANJIANG-1 | PWR | CAP1000 | 3400 | 1224 | 1224 | ZJNPC | SNPEMC | 2023-9
| CN -77 | LUFENG-6 | PWR | HPR1000 | 3180 | 1200 | 1116 | LFNPC | SENPE | 2023-8
| CN -73 | SANMEN-4 | PWR | CAP1000 | 3400 | 1251 | 1163 | SMNPC | Shanghai | 2023-3
| CN -81 | XUDABU-1 | PWR | CAP1000 | 2905 | 1290 | 1000 | LNPC | DEC | 2023-11
EGYPT | EG -3 | EL DABAA-3 | PWR | VVER-1200 | 3200 | 1200 | 1100 | NPPA | JSC ASE | 2023-5
Note: During 2023, construction started on 6 reactors (6764 MW(e)).

## Connection to grid during 2023
TABLE 10. CONNECTIONS TO THE GRID DURING 2023
Country | Code | Reactor Name | Type | Model | Capacity [MW] |  |  | Operator | NSSS | Construction | First | Grid
[5 empty] | Thermal | Gross | Net |  | Supplier | Start | Critically | Connection
BELARUS | BY -2 | BELARUSIAN-2 | PWR | VVER V-491 | 3200 | 1194 | 1110 | BelNPP | JSC ASE | 2014-4 | 2023-3 | 2023-5
CHINA | CN -55 | FANGCHENGGANG-3 | PWR | HPR1000 | 3150 | 1180 | 1000 | GFNPC | CFHI | 2015-12 | 2022-12 | 2023-1
KOREA,REP.OF | KR -28 | SHIN-HANUL-2 | PWR | APR-1400 | 3983 | 1455 | 1340 | KHNP | DHICKOPC | 2013-6 | 2023-12 | 2023-12
SLOVAKIA | SK -10 | MOCHOVCE-3 | PWR | VVER V-213 | 1375 | 471 | 440 | SE | ŠKODA | 1987-1 | 2022-10 | 2023-1
USA | US -5025 | VOGTLE-3 | PWR | AP-1000 | 3400 | 1250 | 1117 | SOUTHERN | WH | 2013-3 | 2023-3 | 2023-3
Note: During 2023, 5 reactors (5007 MW(e)) were newly connected to the grid.

## Sched connection during 2024
TABLE 11. SCHEDULED CONNECTIONS TO THE GRID DURING 2024
Country | Code | Reactor Name | Type | Model | Capacity [MW] |  |  | Operator | NSSS | Construction | First | Grid Date
[5 empty] | Thermal | Gross | Net |  | Supplier | Start | Critically
CHINA | CN -56 | FANGCHENGGANG-4 | PWR | HPR1000 | 3150 | 1180 | 1000 | GFNPC | CFHI | 2016-12 | 2024-4 | 2024-4
INDIA | IN -31 | KAKRAPAR-4 | PHWR | PHWR-700 | 2166 | 700 | 630 | NPCIL | NPCIL | 2010-11 | 2023-12 | 2024-2
SLOVAKIA | SK -11 | MOCHOVCE-4 | PWR | VVER V-213 | 1375 | 471 | 440 | SE | ŠKODA | 1987-1 | 2024-7 | 2024-8
UAE | AE -04 | BARAKAH-4 | PWR | APR-1400 | 3983 | 1417 | 1310 | NAWAH | KEPCO | 2015-7 | 2024-3 | 2024-3
USA | US -5026 | VOGTLE-4 | PWR | AP-1000 | 3400 | 1250 | 1117 | SOUTHERN | WH | 2013-11 | 2024-2 | 2024-3
Note: During 2023, 5 reactors (4497 MW(e)) are expected to achieve connection to grid.

## Reac in longterm shut
TABLE 15. REACTORS IN SUSPENDED OPERATION, 31 DEC. 2023
Country | Code | Reactor Name | Type | Model | Capacity [MW] |  |  | Operator | NSSS | Construction | Grid | Commercial | Suspended
[5 empty] | Thermal | Gross | Net |  | Supplier | Start | Connection | Operation | Operation date
INDIA | IN -5 | MADRAS-1 | PHWR | Horizontal Pre | 801 | 220 | 205 | NPCIL | NPCIL | 1971-1 | 1983-7 | 1984-1 | 2018-1
| IN -3 | RAJASTHAN-1 | PHWR | Horizontal Pre | 346 | 100 | 134 | NPCIL | AECL | 1965-8 | 1972-11 | 1973-12 | 2004-10
| IN -1 | TARAPUR-1 | BWR | BWR-1 (Mark 2) | 530 | 160 | 150 | NPCIL | GE | 1964-10 | 1969-4 | 1969-10 | 2020-1
| IN -2 | TARAPUR-2 | BWR | BWR-1 (Mark 2) | 530 | 160 | 150 | NPCIL | GE | 1964-10 | 1969-5 | 1969-10 | 2020-7 |  | 0 | JP -36 | HAMAOKA-3 | BWR | BWR-5 | 3293 | 1100 | 1056 | CHUBU | TOSHIBA | 1983-4 | 1987-1 | 1987-8 | 2010-11
JAPAN | JP -36 | HAMAOKA-3 | BWR | BWR-5 | 3293 | 1100 | 1056 | CHUBU | TOSHIBA | 1983-4 | 1987-1 | 1987-8 | 2010-11 | JP -13 | 0 | JP -49 | HAMAOKA-4 | BWR | BWR-5 | 3293 | 1137 | 1092 | CHUBU | TOSHIBA | 1989-10 | 1993-1 | 1993-9 | 2011-5
| JP -49 | HAMAOKA-4 | BWR | BWR-5 | 3293 | 1137 | 1092 | CHUBU | TOSHIBA | 1989-10 | 1993-1 | 1993-9 | 2011-5 | JP -14 | 0 | JP -60 | HAMAOKA-5 | BWR | ABWR | 3926 | 1380 | 1325 | CHUBU | TOSHIBA | 2000-7 | 2004-4 | 2005-1 | 2011-5
| JP -60 | HAMAOKA-5 | BWR | ABWR | 3926 | 1380 | 1325 | CHUBU | TOSHIBA | 2000-7 | 2004-4 | 2005-1 | 2011-5 | JP -28 | 0 | JP -58 | HIGASHI DORI-1 (TOHOKU) | BWR | BWR-5 | 3293 | 1100 | 1067 | TOHOKU | TOSHIBA | 2000-11 | 2005-3 | 2005-12 | 2011-3
| JP -58 | HIGASHI DORI-1 (TOHOKU) | BWR | BWR-5 | 3293 | 1100 | 1067 | TOHOKU | TOSHIBA | 2000-11 | 2005-3 | 2005-12 | 2011-3 | JP -29 | 0 | JP -33 | KASHIWAZAKI KARIWA-1 | BWR | BWR-5 | 3293 | 1100 | 1067 | TEPCO | TOSHIBA | 1980-6 | 1985-2 | 1985-9 | 2011-8
| JP -33 | KASHIWAZAKI KARIWA-1 | BWR | BWR-5 | 3293 | 1100 | 1067 | TEPCO | TOSHIBA | 1980-6 | 1985-2 | 1985-9 | 2011-8 | JP -30 | 0 | JP -39 | KASHIWAZAKI KARIWA-2 | BWR | BWR-5 | 3293 | 1100 | 1067 | TEPCO | TOSHIBA | 1985-11 | 1990-2 | 1990-9 | 2007-7
| JP -39 | KASHIWAZAKI KARIWA-2 | BWR | BWR-5 | 3293 | 1100 | 1067 | TEPCO | TOSHIBA | 1985-11 | 1990-2 | 1990-9 | 2007-7 | JP -37 | 0 | JP -52 | KASHIWAZAKI KARIWA-3 | BWR | BWR-5 | 3293 | 1100 | 1067 | TEPCO | TOSHIBA | 1989-3 | 1992-12 | 1993-8 | 2007-9
| JP -52 | KASHIWAZAKI KARIWA-3 | BWR | BWR-5 | 3293 | 1100 | 1067 | TEPCO | TOSHIBA | 1989-3 | 1992-12 | 1993-8 | 2007-9 | JP -45 | 0 | JP -53 | KASHIWAZAKI KARIWA-4 | BWR | BWR-5 | 3293 | 1100 | 1067 | TEPCO | HITACHI | 1990-3 | 1993-12 | 1994-8 | 2008-2
| JP -53 | KASHIWAZAKI KARIWA-4 | BWR | BWR-5 | 3293 | 1100 | 1067 | TEPCO | HITACHI | 1990-3 | 1993-12 | 1994-8 | 2008-2 | JP -46 | 0 | JP -40 | KASHIWAZAKI KARIWA-5 | BWR | BWR-5 | 3293 | 1100 | 1067 | TEPCO | HITACHI | 1985-6 | 1989-9 | 1990-4 | 2012-1
| JP -40 | KASHIWAZAKI KARIWA-5 | BWR | BWR-5 | 3293 | 1100 | 1067 | TEPCO | HITACHI | 1985-6 | 1989-9 | 1990-4 | 2012-1 | JP -47 | 0 | JP -55 | KASHIWAZAKI KARIWA-6 | BWR | ABWR | 3926 | 1356 | 1315 | TEPCO | TOSHIBA | 1992-11 | 1996-1 | 1996-11 | 2012-3
| JP -55 | KASHIWAZAKI KARIWA-6 | BWR | ABWR | 3926 | 1356 | 1315 | TEPCO | TOSHIBA | 1992-11 | 1996-1 | 1996-11 | 2012-3 | JP -50 | 0 | JP -56 | KASHIWAZAKI KARIWA-7 | BWR | ABWR | 3926 | 1356 | 1315 | TEPCO | HITACHI | 1993-7 | 1996-12 | 1997-7 | 2011-8
| JP -56 | KASHIWAZAKI KARIWA-7 | BWR | ABWR | 3926 | 1356 | 1315 | TEPCO | HITACHI | 1993-7 | 1996-12 | 1997-7 | 2011-8 | JP -51 | 0 | JP -54 | ONAGAWA-2 | BWR | BWR-5 | 2436 | 825 | 796 | TOHOKU | TOSHIBA | 1991-4 | 1994-12 | 1995-7 | 2011-3
| JP -54 | ONAGAWA-2 | BWR | BWR-5 | 2436 | 825 | 796 | TOHOKU | TOSHIBA | 1991-4 | 1994-12 | 1995-7 | 2011-3 | JP -8 | 0 | JP -57 | ONAGAWA-3 | BWR | BWR-5 | 2436 | 825 | 796 | TOHOKU | TOSHIBA | 1998-1 | 2001-5 | 2002-1 | 2011-3
| JP -57 | ONAGAWA-3 | BWR | BWR-5 | 2436 | 825 | 796 | TOHOKU | TOSHIBA | 1998-1 | 2001-5 | 2002-1 | 2011-3 | JP -76 | 0 | JP -48 | SHIKA-1 | BWR | BWR-5 | 1593 | 540 | 505 | HOKURIKU | HITACHI | 1989-7 | 1993-1 | 1993-7 | 2011-3
| JP -48 | SHIKA-1 | BWR | BWR-5 | 1593 | 540 | 505 | HOKURIKU | HITACHI | 1989-7 | 1993-1 | 1993-7 | 2011-3 | JP -69 | 0 | JP -59 | SHIKA-2 | BWR | ABWR | 3926 | 1206 | 1108 | HOKURIKU | HITACHI | 2001-8 | 2005-7 | 2006-3 | 2011-3
| JP -59 | SHIKA-2 | BWR | ABWR | 3926 | 1206 | 1108 | HOKURIKU | HITACHI | 2001-8 | 2005-7 | 2006-3 | 2011-3 | JP -74 | 0 | JP -41 | SHIMANE-2 | BWR | BWR-5 | 2436 | 820 | 789 | CHUGOKU | HITACHI | 1985-2 | 1988-7 | 1989-2 | 2012-1
| JP -41 | SHIMANE-2 | BWR | BWR-5 | 2436 | 820 | 789 | CHUGOKU | HITACHI | 1985-2 | 1988-7 | 1989-2 | 2012-1 | JP -72 | 0 | JP -21 | TOKAI-2 | BWR | BWR-5 | 3293 | 1100 | 1060 | JAPCO | GE | 1973-10 | 1978-3 | 1978-11 | 2011-3
| JP -21 | TOKAI-2 | BWR | BWR-5 | 3293 | 1100 | 1060 | JAPCO | GE | 1973-10 | 1978-3 | 1978-11 | 2011-3 | JP -62 | 0 | JP -43 | TOMARI-1 | PWR | M (2-loop) | 1650 | 579 | 550 | HEPCO | MHI | 1985-4 | 1988-12 | 1989-6 | 2011-4
| JP -43 | TOMARI-1 | PWR | M (2-loop) | 1650 | 579 | 550 | HEPCO | MHI | 1985-4 | 1988-12 | 1989-6 | 2011-4 | JP -63 | 0 | JP -44 | TOMARI-2 | PWR | M (2-loop) | 1650 | 579 | 550 | HEPCO | MHI | 1985-6 | 1990-8 | 1991-4 | 2011-8
| JP -44 | TOMARI-2 | PWR | M (2-loop) | 1650 | 579 | 550 | HEPCO | MHI | 1985-6 | 1990-8 | 1991-4 | 2011-8 | JP -75 | 0 | JP -64 | TOMARI-3 | PWR | M (3-loop) | 2660 | 912 | 866 | HEPCO | MHI | 2004-11 | 2009-3 | 2009-12 | 2012-5
| JP -64 | TOMARI-3 | PWR | M (3-loop) | 2660 | 912 | 866 | HEPCO | MHI | 2004-11 | 2009-3 | 2009-12 | 2012-5 | JP -67 | 0 | JP -34 | TSURUGA-2 | PWR | M (4-loop) | 3411 | 1160 | 1108 | JAPCO | MHI | 1982-11 | 1986-6 | 1987-2 | 2011-5
| JP -34 | TSURUGA-2 | PWR | M (4-loop) | 3411 | 1160 | 1108 | JAPCO | MHI | 1982-11 | 1986-6 | 1987-2 | 2011-5 | JP -68 | #N/A
[14 empty] | JP -66 | #N/A
Note: Status as of 31 December 2023, 25 reactors were in Suspended Operation. | [13 empty] | JP -65

## Reac in decommissioning
TABLE 16. REACTORS PERMANENTLY SHUT DOWN, 31 DEC. 2023
Country | Reactor |  | Type | Capacity [MW] |  |  | Operator | NSSS | Construction | Grid | Commercial | Shutdown
| Code | Name |  | Thermal | Gross | Net |  | Supplier | Start | Connection | Operation
ARMENIA | AM -18 | ARMENIAN-1 | PWR | 1375 | 408 | 376 | ANPPCJSC | FAEA | 1969-7 | 1976-12 | 1977-10 | 1989-2
BELGIUM | BE -1 | BR-3 | PWR | 41 | 12 | 10 | CEN/SCK | WH | 1957-11 | 1962-10 | 1962-10 | 1987-6
| BE -5 | DOEL-3 | PWR | 3054 | 1056 | 1006 | EBL+EDF | FRAMACEC | 1975-1 | 1982-6 | 1982-10 | 2022-9
| BE -6 | TIHANGE-2 | PWR | 3064 | 1055 | 1008 | EBL | FRAMACEC | 1976-4 | 1982-10 | 1983-6 | 2023-2
BULGARIA | BG -1 | KOZLODUY-1 | PWR | 1375 | 440 | 408 | KNPP | AEE | 1970-4 | 1974-7 | 1974-10 | 2002-12
| BG -2 | KOZLODUY-2 | PWR | 1375 | 440 | 408 | KNPP | AEE | 1970-4 | 1975-8 | 1975-11 | 2002-12
| BG -3 | KOZLODUY-3 | PWR | 1375 | 440 | 408 | KNPP | AEE | 1973-10 | 1980-12 | 1981-1 | 2006-12
| BG -4 | KOZLODUY-4 | PWR | 1375 | 440 | 408 | KNPP | AEE | 1973-10 | 1982-5 | 1982-6 | 2006-12
CANADA | CA -2 | DOUGLAS POINT | PHWR | 704 | 218 | 206 | OH | AECL | 1960-2 | 1967-1 | 1968-9 | 1984-5
| CA -3 | GENTILLY-1 | HWLWR | 792 | 266 | 250 | HQ | AECL | 1966-9 | 1971-4 | 1972-5 | 1977-6
| CA -12 | GENTILLY-2 | PHWR | 2156 | 675 | 635 | HQ | AECL | 1974-4 | 1982-12 | 1983-10 | 2012-12
| CA -5 | PICKERING-2 | PHWR | 1744 | 542 | 515 | OPG | OH/AECL | 1966-9 | 1971-10 | 1971-12 | 2007-5
| CA -6 | PICKERING-3 | PHWR | 1744 | 542 | 515 | OPG | OH/AECL | 1967-12 | 1972-5 | 1972-6 | 2008-10
| CA -1 | ROLPHTON NPD | PHWR | 92 | 25 | 22 | OH | CGE | 1958-1 | 1962-6 | 1962-10 | 1987-8
FRANCE | FR -9 | BUGEY-1 | GCR | 1954 | 555 | 540 | EDF | FRAM | 1965-12 | 1972-4 | 1972-7 | 1994-5
| FR -2 | CHINON A-1 | GCR | 300 | 80 | 70 | EDF | LEVIVIER | 1957-2 | 1963-6 | 1964-2 | 1973-4
| FR -3 | CHINON A-2 | GCR | 800 | 230 | 180 | EDF | LEVIVIER | 1959-8 | 1965-2 | 1965-2 | 1985-6
| FR -4 | CHINON A-3 | GCR | 1170 | 480 | 360 | EDF | GTM | 1961-3 | 1966-8 | 1966-8 | 1990-6
| FR -5 | CHOOZ-A (ARDENNES) | PWR | 1040 | 320 | 305 | SENA | A/F/W | 1962-1 | 1967-4 | 1967-4 | 1991-10
| FR -6 | EL-4 (MONTS D'ARREE) | HWGCR | 250 | 75 | 70 | EDF | GAAA | 1962-7 | 1967-7 | 1968-6 | 1985-7
| FR -11 | FESSENHEIM-1 | PWR | 2785 | 920 | 880 | EDF | FRAM | 1971-9 | 1977-4 | 1978-1 | 2020-2
| FR -12 | FESSENHEIM-2 | PWR | 2785 | 920 | 880 | EDF | FRAM | 1972-2 | 1977-10 | 1978-4 | 2020-6
| FR -1B | G-2 (MARCOULE) | GCR | 260 | 43 | 39 | COGEMA | SACM | 1955-3 | 1959-4 | 1959-4 | 1980-2
| FR -1 | G-3 (MARCOULE) | GCR | 260 | 43 | 40 | COGEMA | SACM | 1956-3 | 1960-4 | 1960-4 | 1984-6
| FR -10 | PHENIX | FBR | 345 | 142 | 130 | CEA/EDF | CNCLNEY | 1968-11 | 1973-12 | 1974-7 | 2010-2
| FR -7 | ST. LAURENT A-1 | GCR | 1650 | 500 | 390 | EDF | FRAM | 1963-10 | 1969-3 | 1969-6 | 1990-4
| FR -8 | ST. LAURENT A-2 | GCR | 1475 | 530 | 465 | EDF | FRAM | 1966-1 | 1971-8 | 1971-11 | 1992-5
| FR -24 | SUPER-PHENIX | FBR | 3000 | 1242 | 1200 | EDF | ASPALDO | 1976-12 | 1986-1 | 1986-12 | 1998-12
GERMANY | DE -4 | AVR JUELICH | HTGR | 46 | 15 | 13 | AVR | BBK | 1961-8 | 1967-12 | 1969-5 | 1988-12
| DE -12 | BIBLIS-A | PWR | 3517 | 1225 | 1167 | RWE | KWU | 1970-1 | 1974-8 | 1975-2 | 2011-8
| DE -18 | BIBLIS-B | PWR | 3733 | 1300 | 1240 | RWE | KWU | 1972-2 | 1976-4 | 1977-1 | 2011-8
| DE -32 | BROKDORF | PWR | 3900 | 1480 | 1410 | PElektra | KWU | 1976-1 | 1986-10 | 1986-12 | 2021-12
| DE -13 | BRUNSBUETTEL | BWR | 2292 | 806 | 771 | KKB | KWU | 1970-4 | 1976-7 | 1977-2 | 2011-8
| DE -33 | EMSLAND | PWR | 3850 | 1406 | 1335 | KLE | KWU | 1982-8 | 1988-4 | 1988-6 | 2023-4
| DE -23 | GRAFENRHEINFELD | PWR | 3765 | 1345 | 1275 | E.ON | KWU | 1975-1 | 1981-12 | 1982-6 | 2015-6
| DE -502 | GREIFSWALD-1 | PWR | 1375 | 440 | 408 | EWN | AEE | 1970-3 | 1973-12 | 1974-7 | 1990-12
| DE -503 | GREIFSWALD-2 | PWR | 1375 | 440 | 408 | EWN | AEE | 1970-3 | 1974-12 | 1975-4 | 1990-2
| DE -504 | GREIFSWALD-3 | PWR | 1375 | 440 | 408 | EWN | AEE | 1972-4 | 1977-10 | 1978-5 | 1990-2
| DE -505 | GREIFSWALD-4 | PWR | 1375 | 440 | 408 | EWN | AEE | 1972-4 | 1979-9 | 1979-11 | 1990-6
| DE -506 | GREIFSWALD-5 | PWR | 1375 | 440 | 408 | EWN | AEE | 1976-12 | 1989-4 | 1989-11 | 1989-11
| DE -27 | GROHNDE | PWR | 3900 | 1430 | 1360 | PElektra | KWU | 1976-6 | 1984-9 | 1985-2 | 2021-12
| DE -3 | GUNDREMMINGEN-A | BWR | 801 | 250 | 237 | KGB | AEG,GE | 1962-12 | 1966-12 | 1967-4 | 1977-1
| DE -26 | GUNDREMMINGEN-B | BWR | 3840 | 1344 | 1284 | KGG | KWU | 1976-7 | 1984-3 | 1984-7 | 2017-12
| DE -28 | GUNDREMMINGEN-C | BWR | 3840 | 1344 | 1288 | KGG | KWU | 1976-7 | 1984-11 | 1985-1 | 2021-12
| DE -16 | ISAR-1 | BWR | 2575 | 912 | 878 | E.ON | KWU | 1972-5 | 1977-12 | 1979-3 | 2011-8
| DE -31 | ISAR-2 | PWR | 3950 | 1485 | 1410 | PElektra | KWU | 1982-9 | 1988-1 | 1988-4 | 2023-4
| DE -8 | KNK II | FBR | 58 | 21 | 17 | KBG | IA | 1974-9 | 1978-4 | 1979-3 | 1991-8
| DE -20 | KRUEMMEL | BWR | 3690 | 1402 | 1346 | KKK | KWU | 1974-4 | 1983-9 | 1984-3 | 2011-8
| DE -6 | LINGEN | BWR | 520 | 268 | 183 | KWL | AEG | 1964-10 | 1968-7 | 1968-10 | 1977-1
| DE -22 | MUELHEIM-KAERLICH | PWR | 3760 | 1302 | 1219 | KGG | BBR | 1975-1 | 1986-3 | 1987-8 | 1988-9
| DE -2 | MZFR | PHWR | 200 | 57 | 52 | KBG | SIEMENS | 1961-12 | 1966-3 | 1966-12 | 1984-5
| DE -15 | NECKARWESTHEIM-1 | PWR | 2497 | 840 | 785 | EnKK | KWU | 1972-2 | 1976-6 | 1976-12 | 2011-8
| DE -44 | NECKARWESTHEIM-2 | PWR | 3850 | 1400 | 1310 | EnKK | KWU | 1982-11 | 1989-1 | 1989-4 | 2023-4
| DE -5 | OBRIGHEIM | PWR | 1050 | 357 | 340 | EnBW | SIEM,KWU | 1965-3 | 1968-10 | 1969-3 | 2005-5
| DE -14 | PHILIPPSBURG-1 | BWR | 2575 | 926 | 890 | EnKK | KWU | 1970-10 | 1979-5 | 1980-3 | 2011-8
| DE -24 | PHILIPPSBURG-2 | PWR | 3950 | 1468 | 1402 | EnKK | KWU | 1977-7 | 1984-12 | 1985-4 | 2019-12
| DE -501 | RHEINSBERG | PWR | 265 | 70 | 62 | EWN | AEE | 1960-1 | 1966-5 | 1966-10 | 1990-6
| DE -10 | STADE | PWR | 1900 | 672 | 640 | E.ON | KWU | 1967-12 | 1972-1 | 1972-5 | 2003-11
| DE -19 | THTR-300 | HTGR | 760 | 308 | 296 | HKG | HRB | 1971-5 | 1985-11 | 1987-6 | 1988-9
| DE -17 | UNTERWESER | PWR | 3900 | 1410 | 1345 | E.ON | KWU | 1972-7 | 1978-9 | 1979-9 | 2011-8
| DE -9 | WUERGASSEN | BWR | 1912 | 670 | 640 | PE | AEG,KWU | 1968-1 | 1971-12 | 1975-11 | 1994-8
ITALY | IT -4 | CAORSO | BWR | 2651 | 882 | 860 | SOGIN | AMN/GETS | 1970-1 | 1978-5 | 1981-12 | 1990-7
| IT -3 | ENRICO FERMI | PWR | 870 | 270 | 260 | SOGIN | EL/WEST | 1961-7 | 1964-10 | 1965-1 | 1990-7
| IT -2 | GARIGLIANO | BWR | 506 | 160 | 150 | SOGIN | GE | 1959-11 | 1964-1 | 1964-6 | 1982-3
| IT -1 | LATINA | GCR | 660 | 160 | 153 | SOGIN | TNPG | 1958-11 | 1963-5 | 1964-1 | 1987-12
JAPAN | JP -20 | FUGEN ATR | HWLWR | 557 | 165 | 148 | JAEA | HITACHI | 1972-5 | 1978-7 | 1979-3 | 2003-3
| JP -5 | FUKUSHIMA-DAIICHI-1 | BWR | 1380 | 460 | 439 | TEPCO | GE/GETSC | 1967-7 | 1970-11 | 1971-3 | 2011-5
| JP -9 | FUKUSHIMA-DAIICHI-2 | BWR | 2381 | 784 | 760 | TEPCO | GE/T | 1969-6 | 1973-12 | 1974-7 | 2011-5
| JP -10 | FUKUSHIMA-DAIICHI-3 | BWR | 2381 | 784 | 760 | TEPCO | TOSHIBA | 1970-12 | 1974-10 | 1976-3 | 2011-5
| JP -16 | FUKUSHIMA-DAIICHI-4 | BWR | 2381 | 784 | 760 | TEPCO | HITACHI | 1973-2 | 1978-2 | 1978-10 | 2011-5
| JP -17 | FUKUSHIMA-DAIICHI-5 | BWR | 2381 | 784 | 760 | TEPCO | TOSHIBA | 1972-5 | 1977-9 | 1978-4 | 2013-12
| JP -18 | FUKUSHIMA-DAIICHI-6 | BWR | 3293 | 1100 | 1067 | TEPCO | GE/T | 1973-10 | 1979-5 | 1979-10 | 2013-12
| JP -25 | FUKUSHIMA-DAINI-1 | BWR | 3293 | 1100 | 1067 | TEPCO | TOSHIBA | 1976-3 | 1981-7 | 1982-4 | 2019-9
| JP -26 | FUKUSHIMA-DAINI-2 | BWR | 3293 | 1100 | 1067 | TEPCO | HITACHI | 1979-5 | 1983-6 | 1984-2 | 2019-9
| JP -35 | FUKUSHIMA-DAINI-3 | BWR | 3293 | 1100 | 1067 | TEPCO | TOSHIBA | 1981-3 | 1984-12 | 1985-6 | 2019-9
| JP -38 | FUKUSHIMA-DAINI-4 | BWR | 3293 | 1100 | 1067 | TEPCO | HITACHI | 1981-5 | 1986-12 | 1987-8 | 2019-9
| JP -12 | GENKAI-1 | PWR | 1650 | 559 | 529 | KYUSHU | MHI | 1971-9 | 1975-2 | 1975-10 | 2015-4
| JP -27 | GENKAI-2 | PWR | 1650 | 559 | 529 | KYUSHU | MHI | 1977-2 | 1980-6 | 1981-3 | 2019-4
| JP -11 | HAMAOKA-1 | BWR | 1593 | 540 | 515 | CHUBU | TOSHIBA | 1971-6 | 1974-8 | 1976-3 | 2009-1
| JP -24 | HAMAOKA-2 | BWR | 2436 | 840 | 806 | CHUBU | TOSHIBA | 1974-6 | 1978-5 | 1978-11 | 2009-1
| JP -23 | IKATA-1 | PWR | 1650 | 566 | 538 | SHIKOKU | MHI | 1973-9 | 1977-2 | 1977-9 | 2016-5
| JP -32 | IKATA-2 | PWR | 1650 | 566 | 538 | SHIKOKU | MHI | 1978-8 | 1981-8 | 1982-3 | 2018-5
| JP -1 | JPDR | BWR | 90 | 13 | 12 | JAEA | GE | 1960-12 | 1963-10 | 1965-3 | 1976-3
| JP -4 | MIHAMA-1 | PWR | 1031 | 340 | 320 | KEPCO | WH | 1967-2 | 1970-8 | 1970-11 | 2015-4
| JP -6 | MIHAMA-2 | PWR | 1456 | 500 | 470 | KEPCO | MHI | 1968-5 | 1972-4 | 1972-7 | 2015-4
| JP -31 | MONJU | FBR | 714 | 280 | 246 | JAEA | T/H/F/M | 1986-5 | 1995-8 |  | 2017-12
| JP -15 | OHI-1 | PWR | 3423 | 1175 | 1120 | KEPCO | WH | 1972-10 | 1977-12 | 1979-3 | 2018-3
| JP -19 | OHI-2 | PWR | 3423 | 1175 | 1120 | KEPCO | WH | 1972-12 | 1978-10 | 1979-12 | 2018-3
| JP -22 | ONAGAWA-1 | BWR | 1593 | 524 | 498 | TOHOKU | TOSHIBA | 1980-7 | 1983-11 | 1984-6 | 2018-12
| JP -7 | SHIMANE-1 | BWR | 1380 | 460 | 439 | CHUGOKU | HITACHI | 1970-7 | 1973-12 | 1974-3 | 2015-4 | KR -1 | KORI-1 | PWR
| JP -2 | TOKAI-1 | GCR | 587 | 166 | 137 | JAPCO | GEC | 1961-3 | 1965-11 | 1966-7 | 1998-3 | KR -3 | WOLSONG-1 | PHWR
| JP -3 | TSURUGA-1 | BWR | 1070 | 357 | 340 | JAPCO | GE | 1966-11 | 1969-11 | 1970-3 | 2015-4
KAZAKHSTAN | KZ -10 | AKTAU | FBR | 1000 | 90 | 52 | MAEC-KAZ | MAEC-KAZ | 1964-10 | 1973-7 | 1973-7 | 1999-4
KOREA,REP.OF | KR -1 | KORI-1 | PWR | 1729 | 607 | 576 | KHNP | WH | 1972-8 | 1977-6 | 1978-4 | 2017-6
| KR -3 | WOLSONG-1 | PHWR | 2061 | 683 | 661 | KHNP | AECL | 1977-10 | 1982-12 | 1983-4 | 2019-12
LITHUANIA | LT -46 | IGNALINA-1 | LWGR | 4800 | 1300 | 1185 | INPP | MAEP | 1977-5 | 1983-12 | 1985-5 | 2004-12 | KR -1 | KORI-1 | PWR
| LT -47 | IGNALINA-2 | LWGR | 4800 | 1300 | 1185 | INPP | MAEP | 1978-1 | 1987-8 | 1987-12 | 2009-12 | KR -3 | WOLSONG-1 | PHWR
NETHERLANDS | NL -1 | DODEWAARD | BWR | 183 | 60 | 55 | BV GKN | RDM | 1965-5 | 1968-10 | 1969-3 | 1997-3
PAKISTAN | PK -1 | KANUPP-1 | PHWR | 337 | 100 | 90 | PAEC | CGE | 1966-8 | 1971-10 | 1972-12 | 2021-8
RUSSIA | RU -1 | APS-1 OBNINSK | LWGR | 30 | 6 | 5 | MSM | MSM | 1951-1 | 1954-6 | 1954-12 | 2002-4
| RU -3 | BELOYARSK-1 | LWGR | 286 | 108 | 102 | REA | MSM | 1958-6 | 1964-4 | 1964-4 | 1983-1
| RU -6 | BELOYARSK-2 | LWGR | 530 | 160 | 146 | REA | MSM | 1962-1 | 1967-12 | 1969-12 | 1990-1
| RU -141 | BILIBINO-1 | LWGR | 62 | 12 | 11 | REA | AEM | 1970-1 | 1974-1 | 1974-4 | 2019-1
| RU -17 | KURSK-1 | LWGR | 3200 | 1000 | 925 | REA | AEM | 1972-6 | 1976-12 | 1977-10 | 2021-12
| RU -15 | LENINGRAD-1 | LWGR | 3200 | 1000 | 925 | REA | AEM | 1970-3 | 1973-12 | 1974-11 | 2018-12
| RU -16 | LENINGRAD-2 | LWGR | 3200 | 1000 | 925 | REA | AEM | 1970-6 | 1975-7 | 1976-2 | 2020-11
| RU -4 | NOVOVORONEZH-1 | PWR | 760 | 210 | 197 | REA | MSM | 1957-7 | 1964-9 | 1964-12 | 1988-2
| RU -8 | NOVOVORONEZH-2 | PWR | 1320 | 365 | 336 | REA | MSM | 1964-6 | 1969-12 | 1970-4 | 1990-8
| RU -9 | NOVOVORONEZH-3 | PWR | 1375 | 417 | 385 | REA | AEM | 1967-7 | 1971-12 | 1972-6 | 2016-12
SLOVAKIA | SK -1 | BOHUNICE A1 | HWGCR | 560 | 143 | 93 | JAVYS | ŠKODA | 1958-8 | 1972-12 | 1972-12 | 1977-2
| SK -2 | BOHUNICE-1 | PWR | 1375 | 440 | 408 | JAVYS | AEE | 1972-4 | 1978-12 | 1980-4 | 2006-12
| SK -3 | BOHUNICE-2 | PWR | 1375 | 440 | 408 | JAVYS | AEE | 1972-4 | 1980-3 | 1981-1 | 2008-12
SPAIN | ES -1 | JOSE CABRERA-1 | PWR | 510 | 150 | 141 | UFG | WH | 1964-6 | 1968-7 | 1969-8 | 2006-4
| ES -2 | SANTA MARIA DE GARONA | BWR | 1381 | 466 | 446 | NUCLENOR | GE | 1966-9 | 1971-3 | 1971-5 | 2017-8
| ES -3 | VANDELLOS-1 | GCR | 1670 | 500 | 480 | HIFRENSA | CEA | 1968-6 | 1972-5 | 1972-8 | 1990-7
SWEDEN | SE -1 | AGESTA | PHWR | 80 | 12 | 10 | SVAFO | ABB ATOM | 1957-12 | 1964-5 | 1964-5 | 1974-6
| SE -6 | BARSEBACK-1 | BWR | 1800 | 615 | 600 | BKAB | ASEASTAL | 1971-2 | 1975-5 | 1975-7 | 1999-11
| SE -8 | BARSEBACK-2 | BWR | 1800 | 615 | 600 | BKAB | ABB ATOM | 1973-1 | 1977-3 | 1977-7 | 2005-5
| SE -2 | OSKARSHAMN-1 | BWR | 1375 | 492 | 473 | OKG | ABB ATOM | 1966-8 | 1971-8 | 1972-2 | 2017-6
| SE -3 | OSKARSHAMN-2 | BWR | 1800 | 661 | 638 | OKG | ABB ATOM | 1969-9 | 1974-10 | 1975-1 | 2016-12
| SE -4 | RINGHALS-1 | BWR | 2540 | 910 | 881 | RAB | ABB ATOM | 1969-2 | 1974-10 | 1976-1 | 2020-12
| SE -5 | RINGHALS-2 | PWR | 2652 | 963 | 852 | RAB | WH | 1970-10 | 1974-8 | 1975-5 | 2019-12
SWITZERLAND | CH -8 | LUCENS | HWGCR | 28 | 7 | 6 | EOS | NGA | 1962-4 | 1968-1 |  | 1969-1
| CH -2 | MUEHLEBERG | BWR | 1097 | 390 | 373 | BKW | GETSCO | 1967-3 | 1971-7 | 1972-11 | 2019-12
UK | GB -3A | BERKELEY-1 | GCR | 620 | 166 | 138 | ML | TNPG | 1957-1 | 1962-6 | 1962-6 | 1989-3
| GB -3B | BERKELEY-2 | GCR | 620 | 166 | 138 | ML | TNPG | 1957-1 | 1962-6 | 1962-10 | 1988-10
| GB -4A | BRADWELL-1 | GCR | 481 | 146 | 123 | ML | TNPG | 1957-1 | 1962-7 | 1962-7 | 2002-3
| GB -4B | BRADWELL-2 | GCR | 481 | 146 | 123 | ML | TNPG | 1957-1 | 1962-7 | 1962-11 | 2002-3
| GB -1A | CALDER HALL-1 | GCR | 268 | 60 | 49 | SL | UKAEA | 1953-8 | 1956-8 | 1956-10 | 2003-3
| GB -1B | CALDER HALL-2 | GCR | 268 | 60 | 49 | SL | UKAEA | 1953-8 | 1957-2 | 1957-2 | 2003-3
| GB -1C | CALDER HALL-3 | GCR | 268 | 60 | 49 | SL | UKAEA | 1955-8 | 1958-3 | 1958-5 | 2003-3
| GB -1D | CALDER HALL-4 | GCR | 268 | 60 | 49 | SL | UKAEA | 1955-8 | 1959-4 | 1959-4 | 2003-3
| GB -2A | CHAPELCROSS-1 | GCR | 260 | 60 | 48 | ML | UKAEA | 1955-10 | 1959-2 | 1959-3 | 2004-6
| GB -2B | CHAPELCROSS-2 | GCR | 260 | 60 | 48 | ML | UKAEA | 1955-10 | 1959-7 | 1959-8 | 2004-6
| GB -2C | CHAPELCROSS-3 | GCR | 260 | 60 | 48 | ML | UKAEA | 1955-10 | 1959-11 | 1959-12 | 2004-6
| GB -2D | CHAPELCROSS-4 | GCR | 260 | 60 | 48 | ML | UKAEA | 1955-10 | 1960-1 | 1960-3 | 2004-6
| GB -14 | DOUNREAY DFR | FBR | 60 | 15 | 11 | UKAEA | UKAEA | 1955-3 | 1962-10 | 1962-10 | 1977-3
| GB -15 | DOUNREAY PFR | FBR | 600 | 250 | 234 | UKAEA | TNPG | 1966-1 | 1975-1 | 1976-7 | 1994-3
| GB -9A | DUNGENESS A-1 | GCR | 840 | 230 | 225 | ML | TNPG | 1960-7 | 1965-9 | 1965-10 | 2006-12
| GB -9B | DUNGENESS A-2 | GCR | 840 | 230 | 225 | ML | TNPG | 1960-7 | 1965-11 | 1965-12 | 2006-12
| GB -18A | DUNGENESS B-1 | GCR | 1500 | 615 | 545 | EDF UK | APC | 1965-10 | 1983-4 | 1985-4 | 2021-6
| GB -18B | DUNGENESS B-2 | GCR | 1500 | 615 | 545 | EDF UK | APC | 1965-10 | 1985-12 | 1989-4 | 2021-6
| GB -7A | HINKLEY POINT A-1 | GCR | 900 | 267 | 235 | ML | EE/B&W/T | 1957-11 | 1965-2 | 1965-3 | 2000-5
| GB -7B | HINKLEY POINT A-2 | GCR | 900 | 267 | 235 | ML | EE/B&W/T | 1957-11 | 1965-3 | 1965-5 | 2000-5
| GB -16A | HINKLEY POINT B-1 | GCR | 1494 | 655 | 485 | EDF UK | TNPG | 1967-9 | 1976-10 | 1978-10 | 2022-8
| GB -16B | HINKLEY POINT B-2 | GCR | 1494 | 655 | 480 | EDF UK | TNPG | 1967-9 | 1976-2 | 1976-9 | 2022-7
| GB -6A | HUNTERSTON A-1 | GCR | 595 | 173 | 150 | ML | GEC | 1957-10 | 1964-2 | 1964-2 | 1990-3
| GB -6B | HUNTERSTON A-2 | GCR | 595 | 173 | 150 | ML | GEC | 1957-10 | 1964-6 | 1964-7 | 1989-12
| GB -17A | HUNTERSTON B-1 | GCR | 1496 | 644 | 490 | EDF UK | TNPG | 1967-11 | 1976-2 | 1976-2 | 2021-11
| GB -17B | HUNTERSTON B-2 | GCR | 1496 | 644 | 495 | EDF UK | TNPG | 1967-11 | 1977-3 | 1977-4 | 2022-1
| GB -11A | OLDBURY A-1 | GCR | 730 | 230 | 217 | ML | TNPG | 1962-5 | 1967-11 | 1967-12 | 2012-2
| GB -11B | OLDBURY A-2 | GCR | 660 | 230 | 217 | ML | TNPG | 1962-5 | 1968-4 | 1968-9 | 2011-6
| GB -10A | SIZEWELL A-1 | GCR | 1010 | 245 | 210 | ML | EE/B&W/T | 1961-4 | 1966-1 | 1966-3 | 2006-12
| GB -10B | SIZEWELL A-2 | GCR | 1010 | 245 | 210 | ML | EE/B&W/T | 1961-4 | 1966-4 | 1966-9 | 2006-12
| GB -8A | TRAWSFYNYDD-1 | GCR | 850 | 235 | 195 | ML | APC | 1959-7 | 1965-1 | 1965-3 | 1991-2
| GB -8B | TRAWSFYNYDD-2 | GCR | 850 | 235 | 195 | ML | APC | 1959-7 | 1965-2 | 1965-3 | 1991-2
| GB -5 | WINDSCALE AGR | GCR | 120 | 36 | 24 | UKAEA | UKAEA | 1958-11 | 1963-2 | 1963-3 | 1981-4
| GB -12 | WINFRITH SGHWR | SGHWR | 318 | 100 | 92 | UKAEA | ICL/FE | 1963-5 | 1967-12 | 1968-1 | 1990-9
| GB -13A | WYLFA-1 | GCR | 1650 | 530 | 490 | ML | EE/B&W/T | 1963-9 | 1971-1 | 1971-11 | 2015-12
| GB -13B | WYLFA-2 | GCR | 1920 | 540 | 490 | ML | EE/B&W/T | 1963-9 | 1971-7 | 1972-1 | 2012-4
UKRAINE | UA -25 | CHERNOBYL-1 | LWGR | 3200 | 800 | 740 | MTE | FAEA | 1970-3 | 1977-9 | 1978-5 | 1996-11
| UA -26 | CHERNOBYL-2 | LWGR | 3200 | 1000 | 925 | MTE | FAEA | 1973-2 | 1978-12 | 1979-5 | 1991-10
| UA -42 | CHERNOBYL-3 | LWGR | 3200 | 1000 | 925 | MTE | FAEA | 1976-3 | 1981-12 | 1982-6 | 2000-12
| UA -43 | CHERNOBYL-4 | LWGR | 3200 | 1000 | 925 | MTE | FAEA | 1979-4 | 1983-12 | 1984-3 | 1986-4
USA | US -155 | BIG ROCK POINT | BWR | 240 | 71 | 67 | CPC | GE | 1960-5 | 1962-12 | 1963-3 | 1997-8
| US -014 | BONUS | BWR | 50 | 18 | 17 | DOE/PRWR | GNEPRWRA | 1960-1 | 1964-8 | 1965-9 | 1968-6
| US -302 | CRYSTAL RIVER-3 | PWR | 2568 | 890 | 860 | PROGRESS | B&W | 1968-9 | 1977-1 | 1977-3 | 2013-2
| US -144 | CVTR | PHWR | 65 | 19 | 17 | CVPA | WH | 1960-1 | 1963-12 | 1963-12 | 1967-1
| US -10 | DRESDEN-1 | BWR | 700 | 207 | 197 | EXELON | GE | 1956-5 | 1960-4 | 1960-7 | 1978-10
| US -331 | DUANE ARNOLD-1 | BWR | 1912 | 624 | 601 | NEXTERA | GE | 1970-6 | 1974-5 | 1975-2 | 2020-10
| US -011 | ELK RIVER | BWR | 58 | 24 | 22 | RCPA | AC | 1959-1 | 1963-8 | 1964-7 | 1968-2
| US -16 | FERMI-1 | FBR | 200 | 65 | 61 | DTEDISON | UEC | 1956-8 | 1966-8 | 1966-8 | 1972-11
| US -285 | FORT CALHOUN-1 | PWR | 1500 | 512 | 482 | EXELON | CE | 1968-6 | 1973-8 | 1973-9 | 2016-10
| US -267 | FORT ST. VRAIN | HTGR | 842 | 342 | 330 | PSCC | GA | 1968-9 | 1976-12 | 1979-7 | 1989-8
| US -018 | GE VALLECITOS | BWR | 50 | 24 | 24 | GE | GE | 1956-1 | 1957-10 | 1957-10 | 1963-12
| US -213 | HADDAM NECK | PWR | 1825 | 603 | 560 | CYAPC | WH | 1964-5 | 1967-8 | 1968-1 | 1996-12
| US -077 | HALLAM | X | 256 | 84 | 75 | AEC/NPPD | GE | 1959-1 | 1963-9 | 1963-11 | 1964-9
| US -133 | HUMBOLDT BAY | BWR | 220 | 65 | 63 | PG&E | GE | 1960-11 | 1963-4 | 1963-8 | 1976-7
| US -013 | INDIAN POINT-1 | PWR | 615 | 277 | 257 | ENTERGY | B&W | 1956-5 | 1962-9 | 1962-10 | 1974-10
| US -247 | INDIAN POINT-2 | PWR | 3216 | 1067 | 998 | ENTERGY | WH | 1966-10 | 1973-6 | 1974-8 | 2020-4
| US -286 | INDIAN POINT-3 | PWR | 3216 | 1085 | 1030 | ENTERGY | WH | 1968-10 | 1976-4 | 1976-8 | 2021-4
| US -305 | KEWAUNEE | PWR | 1772 | 595 | 566 | DOMINION | WH | 1968-8 | 1974-4 | 1974-6 | 2013-5
| US -409 | LACROSSE | BWR | 165 | 55 | 48 | DPC | AC | 1963-3 | 1968-4 | 1969-11 | 1987-4
| US -309 | MAINE YANKEE | PWR | 2630 | 900 | 860 | MYAPC | CE | 1968-10 | 1972-11 | 1972-12 | 1997-8
| US -245 | MILLSTONE-1 | BWR | 2011 | 684 | 641 | DOMINION | GE | 1966-5 | 1970-11 | 1971-3 | 1998-7
| US -219 | OYSTER CREEK | BWR | 1930 | 652 | 619 | EXELON | GE | 1964-12 | 1969-9 | 1969-12 | 2018-9
| US -255 | PALISADES | PWR | 2565 | 850 | 805 | ENTERGY | CE | 1967-3 | 1971-12 |  | 2022-5
| US -130 | PATHFINDER | BWR | 220 | 63 | 59 | NMC | AC | 1959-1 | 1966-7 | 1966-8 | 1967-10
| US -171 | PEACH BOTTOM-1 | HTGR | 115 | 42 | 40 | EXELON | GA | 1962-2 | 1967-1 | 1967-6 | 1974-11
| US -293 | PILGRIM-1 | BWR | 2028 | 711 | 677 | ENTERGY | GE | 1968-8 | 1972-7 | 1972-12 | 2019-5
| US -012 | PIQUA | X | 46 | 12 | 12 | CofPiqua | GE | 1960-1 | 1963-7 | 1963-11 | 1966-1
| US -312 | RANCHO SECO-1 | PWR | 2772 | 917 | 873 | SMUD | B&W | 1969-4 | 1974-10 | 1975-4 | 1989-6
| US -206 | SAN ONOFRE-1 | PWR | 1347 | 456 | 436 | SCE | WH | 1964-5 | 1967-7 | 1968-1 | 1992-11
| US -361 | SAN ONOFRE-2 | PWR | 3438 | 1127 | 1070 | SCE | CE | 1974-3 | 1982-9 | 1983-8 | 2013-6
| US -362 | SAN ONOFRE-3 | PWR | 3438 | 1127 | 1080 | SCE | CE | 1974-3 | 1983-9 | 1984-4 | 2013-6
| US -146 | SAXTON | PWR | 24 | 3 | 3 | SNEC | GE | 1960-1 | 1967-3 |  | 1972-5
| US -001 | SHIPPINGPORT | PWR | 236 | 68 | 60 | DOE DUQU | WH | 1954-1 | 1957-12 | 1958-5 | 1982-10
| US -322 | SHOREHAM | BWR | 2436 | 849 | 820 | LIPA | GE | 1972-11 | 1986-8 |  | 1989-6
| US -289 | THREE MILE ISLAND-1 | PWR | 2568 | 880 | 819 | EXELON | B&W | 1968-5 | 1974-6 | 1974-9 | 2019-9
| US -320 | THREE MILE ISLAND-2 | PWR | 2772 | 959 | 880 | GPU | B&W | 1969-11 | 1978-4 | 1978-12 | 1979-3
| US -344 | TROJAN | PWR | 3411 | 1155 | 1095 | PORTGE | WH | 1970-2 | 1975-12 | 1976-5 | 1992-11
| US -271 | VERMONT YANKEE | BWR | 1912 | 635 | 605 | ENTERGY | GE | 1967-12 | 1972-9 | 1972-11 | 2014-12
| US -29 | YANKEE NPS | PWR | 600 | 180 | 167 | YAEC | WH | 1957-11 | 1960-11 | 1961-7 | 1991-10
| US -295 | ZION-1 | PWR | 3250 | 1085 | 1040 | EXELON | WH | 1968-12 | 1973-6 | 1973-12 | 1998-2
| US -304 | ZION-2 | PWR | 3250 | 1085 | 1040 | EXELON | WH | 1968-12 | 1973-12 | 1974-9 | 1998-2
Note: Status as of 31 December 2023, 209 reactors (105095 MW(e)) have been permanently shut down, including 4 units (3178MW(e)) in Taiwan, China.
Country | Reactor |  | Type | Capacity [MW] |  |  | Operator | NSSS | Construction | Grid | Commercial | Shutdown
TAIWAN,CHINA | TW -1 | CHINSHAN-1 | BWR | 1840 | 636 | 604 | TPC | GE | 1972-6 | 1977-11 | 1978-12 | 2018-12
| TW -2 | CHINSHAN-2 | BWR | 1840 | 636 | 604 | TPC | GE | 1973-12 | 1978-12 | 1979-7 | 2019-7
| TW -3 | KUOSHENG-1 | BWR | 2894 | 985 | 985 | TPC | GE | 1975-11 | 1981-5 | 1981-12 | 2021-12
| TW -4 | KUOSHENG-2 | BWR | 2894 | 985 | 985 | TPC | GE | 1976-3 | 1982-6 | 1983-3 | 2023-3

## Reac perm shutdown
TABLE 16. REACTORS PERMANENTLY SHUT DOWN, 31 DEC. 2023
Country | Reactor |  | Type | Capacity [MW] |  |  | Operator | NSSS | Construction | Grid | Commercial | Shutdown
| Code | Name |  | Thermal | Gross | Net |  | Supplier | Start | Connection | Operation
ARMENIA | AM -18 | ARMENIAN-1 | PWR | 1375 | 408 | 376 | ANPPCJSC | FAEA | 1969-7 | 1976-12 | 1977-10 | 1989-2
BELGIUM | BE -1 | BR-3 | PWR | 41 | 12 | 10 | CEN/SCK | WH | 1957-11 | 1962-10 | 1962-10 | 1987-6
| BE -5 | DOEL-3 | PWR | 3054 | 1056 | 1006 | EBL+EDF | FRAMACEC | 1975-1 | 1982-6 | 1982-10 | 2022-9
| BE -6 | TIHANGE-2 | PWR | 3064 | 1055 | 1008 | EBL | FRAMACEC | 1976-4 | 1982-10 | 1983-6 | 2023-2
BULGARIA | BG -1 | KOZLODUY-1 | PWR | 1375 | 440 | 408 | KNPP | AEE | 1970-4 | 1974-7 | 1974-10 | 2002-12
| BG -2 | KOZLODUY-2 | PWR | 1375 | 440 | 408 | KNPP | AEE | 1970-4 | 1975-8 | 1975-11 | 2002-12
| BG -3 | KOZLODUY-3 | PWR | 1375 | 440 | 408 | KNPP | AEE | 1973-10 | 1980-12 | 1981-1 | 2006-12
| BG -4 | KOZLODUY-4 | PWR | 1375 | 440 | 408 | KNPP | AEE | 1973-10 | 1982-5 | 1982-6 | 2006-12
CANADA | CA -2 | DOUGLAS POINT | PHWR | 704 | 218 | 206 | OH | AECL | 1960-2 | 1967-1 | 1968-9 | 1984-5
| CA -3 | GENTILLY-1 | HWLWR | 792 | 266 | 250 | HQ | AECL | 1966-9 | 1971-4 | 1972-5 | 1977-6
| CA -12 | GENTILLY-2 | PHWR | 2156 | 675 | 635 | HQ | AECL | 1974-4 | 1982-12 | 1983-10 | 2012-12
| CA -5 | PICKERING-2 | PHWR | 1744 | 542 | 515 | OPG | OH/AECL | 1966-9 | 1971-10 | 1971-12 | 2007-5
| CA -6 | PICKERING-3 | PHWR | 1744 | 542 | 515 | OPG | OH/AECL | 1967-12 | 1972-5 | 1972-6 | 2008-10
| CA -1 | ROLPHTON NPD | PHWR | 92 | 25 | 22 | OH | CGE | 1958-1 | 1962-6 | 1962-10 | 1987-8
FRANCE | FR -9 | BUGEY-1 | GCR | 1954 | 555 | 540 | EDF | FRAM | 1965-12 | 1972-4 | 1972-7 | 1994-5
| FR -2 | CHINON A-1 | GCR | 300 | 80 | 70 | EDF | LEVIVIER | 1957-2 | 1963-6 | 1964-2 | 1973-4
| FR -3 | CHINON A-2 | GCR | 800 | 230 | 180 | EDF | LEVIVIER | 1959-8 | 1965-2 | 1965-2 | 1985-6
| FR -4 | CHINON A-3 | GCR | 1170 | 480 | 360 | EDF | GTM | 1961-3 | 1966-8 | 1966-8 | 1990-6
| FR -5 | CHOOZ-A (ARDENNES) | PWR | 1040 | 320 | 305 | SENA | A/F/W | 1962-1 | 1967-4 | 1967-4 | 1991-10
| FR -6 | EL-4 (MONTS D'ARREE) | HWGCR | 250 | 75 | 70 | EDF | GAAA | 1962-7 | 1967-7 | 1968-6 | 1985-7
| FR -11 | FESSENHEIM-1 | PWR | 2785 | 920 | 880 | EDF | FRAM | 1971-9 | 1977-4 | 1978-1 | 2020-2
| FR -12 | FESSENHEIM-2 | PWR | 2785 | 920 | 880 | EDF | FRAM | 1972-2 | 1977-10 | 1978-4 | 2020-6
| FR -1B | G-2 (MARCOULE) | GCR | 260 | 43 | 39 | COGEMA | SACM | 1955-3 | 1959-4 | 1959-4 | 1980-2
| FR -1 | G-3 (MARCOULE) | GCR | 260 | 43 | 40 | COGEMA | SACM | 1956-3 | 1960-4 | 1960-4 | 1984-6
| FR -10 | PHENIX | FBR | 345 | 142 | 130 | CEA/EDF | CNCLNEY | 1968-11 | 1973-12 | 1974-7 | 2010-2
| FR -7 | ST. LAURENT A-1 | GCR | 1650 | 500 | 390 | EDF | FRAM | 1963-10 | 1969-3 | 1969-6 | 1990-4
| FR -8 | ST. LAURENT A-2 | GCR | 1475 | 530 | 465 | EDF | FRAM | 1966-1 | 1971-8 | 1971-11 | 1992-5
| FR -24 | SUPER-PHENIX | FBR | 3000 | 1242 | 1200 | EDF | ASPALDO | 1976-12 | 1986-1 | 1986-12 | 1998-12
GERMANY | DE -4 | AVR JUELICH | HTGR | 46 | 15 | 13 | AVR | BBK | 1961-8 | 1967-12 | 1969-5 | 1988-12
| DE -12 | BIBLIS-A | PWR | 3517 | 1225 | 1167 | RWE | KWU | 1970-1 | 1974-8 | 1975-2 | 2011-8
| DE -18 | BIBLIS-B | PWR | 3733 | 1300 | 1240 | RWE | KWU | 1972-2 | 1976-4 | 1977-1 | 2011-8
| DE -32 | BROKDORF | PWR | 3900 | 1480 | 1410 | PElektra | KWU | 1976-1 | 1986-10 | 1986-12 | 2021-12
| DE -13 | BRUNSBUETTEL | BWR | 2292 | 806 | 771 | KKB | KWU | 1970-4 | 1976-7 | 1977-2 | 2011-8
| DE -33 | EMSLAND | PWR | 3850 | 1406 | 1335 | KLE | KWU | 1982-8 | 1988-4 | 1988-6 | 2023-4
| DE -23 | GRAFENRHEINFELD | PWR | 3765 | 1345 | 1275 | E.ON | KWU | 1975-1 | 1981-12 | 1982-6 | 2015-6
| DE -502 | GREIFSWALD-1 | PWR | 1375 | 440 | 408 | EWN | AEE | 1970-3 | 1973-12 | 1974-7 | 1990-12
| DE -503 | GREIFSWALD-2 | PWR | 1375 | 440 | 408 | EWN | AEE | 1970-3 | 1974-12 | 1975-4 | 1990-2
| DE -504 | GREIFSWALD-3 | PWR | 1375 | 440 | 408 | EWN | AEE | 1972-4 | 1977-10 | 1978-5 | 1990-2
| DE -505 | GREIFSWALD-4 | PWR | 1375 | 440 | 408 | EWN | AEE | 1972-4 | 1979-9 | 1979-11 | 1990-6
| DE -506 | GREIFSWALD-5 | PWR | 1375 | 440 | 408 | EWN | AEE | 1976-12 | 1989-4 | 1989-11 | 1989-11
| DE -27 | GROHNDE | PWR | 3900 | 1430 | 1360 | PElektra | KWU | 1976-6 | 1984-9 | 1985-2 | 2021-12
| DE -3 | GUNDREMMINGEN-A | BWR | 801 | 250 | 237 | KGB | AEG,GE | 1962-12 | 1966-12 | 1967-4 | 1977-1
| DE -26 | GUNDREMMINGEN-B | BWR | 3840 | 1344 | 1284 | KGG | KWU | 1976-7 | 1984-3 | 1984-7 | 2017-12
| DE -28 | GUNDREMMINGEN-C | BWR | 3840 | 1344 | 1288 | KGG | KWU | 1976-7 | 1984-11 | 1985-1 | 2021-12
| DE -16 | ISAR-1 | BWR | 2575 | 912 | 878 | E.ON | KWU | 1972-5 | 1977-12 | 1979-3 | 2011-8
| DE -31 | ISAR-2 | PWR | 3950 | 1485 | 1410 | PElektra | KWU | 1982-9 | 1988-1 | 1988-4 | 2023-4
| DE -8 | KNK II | FBR | 58 | 21 | 17 | KBG | IA | 1974-9 | 1978-4 | 1979-3 | 1991-8
| DE -20 | KRUEMMEL | BWR | 3690 | 1402 | 1346 | KKK | KWU | 1974-4 | 1983-9 | 1984-3 | 2011-8
| DE -6 | LINGEN | BWR | 520 | 268 | 183 | KWL | AEG | 1964-10 | 1968-7 | 1968-10 | 1977-1
| DE -22 | MUELHEIM-KAERLICH | PWR | 3760 | 1302 | 1219 | KGG | BBR | 1975-1 | 1986-3 | 1987-8 | 1988-9
| DE -2 | MZFR | PHWR | 200 | 57 | 52 | KBG | SIEMENS | 1961-12 | 1966-3 | 1966-12 | 1984-5
| DE -15 | NECKARWESTHEIM-1 | PWR | 2497 | 840 | 785 | EnKK | KWU | 1972-2 | 1976-6 | 1976-12 | 2011-8
| DE -44 | NECKARWESTHEIM-2 | PWR | 3850 | 1400 | 1310 | EnKK | KWU | 1982-11 | 1989-1 | 1989-4 | 2023-4
| DE -5 | OBRIGHEIM | PWR | 1050 | 357 | 340 | EnBW | SIEM,KWU | 1965-3 | 1968-10 | 1969-3 | 2005-5
| DE -14 | PHILIPPSBURG-1 | BWR | 2575 | 926 | 890 | EnKK | KWU | 1970-10 | 1979-5 | 1980-3 | 2011-8
| DE -24 | PHILIPPSBURG-2 | PWR | 3950 | 1468 | 1402 | EnKK | KWU | 1977-7 | 1984-12 | 1985-4 | 2019-12
| DE -501 | RHEINSBERG | PWR | 265 | 70 | 62 | EWN | AEE | 1960-1 | 1966-5 | 1966-10 | 1990-6
| DE -10 | STADE | PWR | 1900 | 672 | 640 | E.ON | KWU | 1967-12 | 1972-1 | 1972-5 | 2003-11
| DE -19 | THTR-300 | HTGR | 760 | 308 | 296 | HKG | HRB | 1971-5 | 1985-11 | 1987-6 | 1988-9
| DE -17 | UNTERWESER | PWR | 3900 | 1410 | 1345 | E.ON | KWU | 1972-7 | 1978-9 | 1979-9 | 2011-8
| DE -9 | WUERGASSEN | BWR | 1912 | 670 | 640 | PE | AEG,KWU | 1968-1 | 1971-12 | 1975-11 | 1994-8
ITALY | IT -4 | CAORSO | BWR | 2651 | 882 | 860 | SOGIN | AMN/GETS | 1970-1 | 1978-5 | 1981-12 | 1990-7
| IT -3 | ENRICO FERMI | PWR | 870 | 270 | 260 | SOGIN | EL/WEST | 1961-7 | 1964-10 | 1965-1 | 1990-7
| IT -2 | GARIGLIANO | BWR | 506 | 160 | 150 | SOGIN | GE | 1959-11 | 1964-1 | 1964-6 | 1982-3
| IT -1 | LATINA | GCR | 660 | 160 | 153 | SOGIN | TNPG | 1958-11 | 1963-5 | 1964-1 | 1987-12
JAPAN | JP -20 | FUGEN ATR | HWLWR | 557 | 165 | 148 | JAEA | HITACHI | 1972-5 | 1978-7 | 1979-3 | 2003-3 |  | JP -13 |  | 0
| JP -5 | FUKUSHIMA-DAIICHI-1 | BWR | 1380 | 460 | 439 | TEPCO | GE/GETSC | 1967-7 | 1970-11 | 1971-3 | 2011-5 |  | JP -14 |  | 0
| JP -9 | FUKUSHIMA-DAIICHI-2 | BWR | 2381 | 784 | 760 | TEPCO | GE/T | 1969-6 | 1973-12 | 1974-7 | 2011-5 |  | JP -28 |  | 0
| JP -10 | FUKUSHIMA-DAIICHI-3 | BWR | 2381 | 784 | 760 | TEPCO | TOSHIBA | 1970-12 | 1974-10 | 1976-3 | 2011-5 |  | JP -29 |  | 0
| JP -16 | FUKUSHIMA-DAIICHI-4 | BWR | 2381 | 784 | 760 | TEPCO | HITACHI | 1973-2 | 1978-2 | 1978-10 | 2011-5 |  | JP -30 |  | 0
| JP -17 | FUKUSHIMA-DAIICHI-5 | BWR | 2381 | 784 | 760 | TEPCO | TOSHIBA | 1972-5 | 1977-9 | 1978-4 | 2013-12 |  | JP -37 |  | 0
| JP -18 | FUKUSHIMA-DAIICHI-6 | BWR | 3293 | 1100 | 1067 | TEPCO | GE/T | 1973-10 | 1979-5 | 1979-10 | 2013-12 |  | JP -45 |  | 0
| JP -25 | FUKUSHIMA-DAINI-1 | BWR | 3293 | 1100 | 1067 | TEPCO | TOSHIBA | 1976-3 | 1981-7 | 1982-4 | 2019-9 |  | JP -46 |  | 0
| JP -26 | FUKUSHIMA-DAINI-2 | BWR | 3293 | 1100 | 1067 | TEPCO | HITACHI | 1979-5 | 1983-6 | 1984-2 | 2019-9 |  | JP -47 |  | 0
| JP -35 | FUKUSHIMA-DAINI-3 | BWR | 3293 | 1100 | 1067 | TEPCO | TOSHIBA | 1981-3 | 1984-12 | 1985-6 | 2019-9 |  | JP -50 |  | 0 | JP -20 | FUGEN ATR | HWLWR
| JP -38 | FUKUSHIMA-DAINI-4 | BWR | 3293 | 1100 | 1067 | TEPCO | HITACHI | 1981-5 | 1986-12 | 1987-8 | 2019-9 |  | JP -51 |  | 0 | JP -5 | FUKUSHIMA-DAIICHI-1 | BWR
| JP -12 | GENKAI-1 | PWR | 1650 | 559 | 529 | KYUSHU | MHI | 1971-9 | 1975-2 | 1975-10 | 2015-4 |  | JP -8 |  | 0 | JP -9 | FUKUSHIMA-DAIICHI-2 | BWR
| JP -27 | GENKAI-2 | PWR | 1650 | 559 | 529 | KYUSHU | MHI | 1977-2 | 1980-6 | 1981-3 | 2019-4 |  | JP -76 |  | 0 | JP -10 | FUKUSHIMA-DAIICHI-3 | BWR
| JP -11 | HAMAOKA-1 | BWR | 1593 | 540 | 515 | CHUBU | TOSHIBA | 1971-6 | 1974-8 | 1976-3 | 2009-1 |  | JP -69 |  | 0 | JP -16 | FUKUSHIMA-DAIICHI-4 | BWR
| JP -24 | HAMAOKA-2 | BWR | 2436 | 840 | 806 | CHUBU | TOSHIBA | 1974-6 | 1978-5 | 1978-11 | 2009-1 |  | JP -74 |  | 0 | JP -17 | FUKUSHIMA-DAIICHI-5 | BWR
| JP -23 | IKATA-1 | PWR | 1650 | 566 | 538 | SHIKOKU | MHI | 1973-9 | 1977-2 | 1977-9 | 2016-5 |  | JP -72 |  | 0 | JP -18 | FUKUSHIMA-DAIICHI-6 | BWR
| JP -32 | IKATA-2 | PWR | 1650 | 566 | 538 | SHIKOKU | MHI | 1978-8 | 1981-8 | 1982-3 | 2018-5 |  | JP -62 |  | 0 | JP -25 | FUKUSHIMA-DAINI-1 | BWR
| JP -1 | JPDR | BWR | 90 | 13 | 12 | JAEA | GE | 1960-12 | 1963-10 | 1965-3 | 1976-3 |  | JP -63 |  | 0 | JP -26 | FUKUSHIMA-DAINI-2 | BWR
| JP -4 | MIHAMA-1 | PWR | 1031 | 340 | 320 | KEPCO | WH | 1967-2 | 1970-8 | 1970-11 | 2015-4 |  | JP -75 |  | 0 | JP -35 | FUKUSHIMA-DAINI-3 | BWR
| JP -6 | MIHAMA-2 | PWR | 1456 | 500 | 470 | KEPCO | MHI | 1968-5 | 1972-4 | 1972-7 | 2015-4 |  | JP -67 |  | 0 | JP -38 | FUKUSHIMA-DAINI-4 | BWR
| JP -31 | MONJU | FBR | 714 | 280 | 246 | JAEA | T/H/F/M | 1986-5 | 1995-8 |  | 2017-12 |  | JP -68 |  | 0 | JP -12 | GENKAI-1 | PWR
| JP -15 | OHI-1 | PWR | 3423 | 1175 | 1120 | KEPCO | WH | 1972-10 | 1977-12 | 1979-3 | 2018-3 |  | JP -66 |  | 0 | JP -27 | GENKAI-2 | PWR
| JP -19 | OHI-2 | PWR | 3423 | 1175 | 1120 | KEPCO | WH | 1972-12 | 1978-10 | 1979-12 | 2018-3 |  | JP -65 |  | 0 | JP -11 | HAMAOKA-1 | BWR
| JP -22 | ONAGAWA-1 | BWR | 1593 | 524 | 498 | TOHOKU | TOSHIBA | 1980-7 | 1983-11 | 1984-6 | 2018-12 |  | JP -36 |  | 0 | JP -24 | HAMAOKA-2 | BWR
| JP -7 | SHIMANE-1 | BWR | 1380 | 460 | 439 | CHUGOKU | HITACHI | 1970-7 | 1973-12 | 1974-3 | 2015-4 |  | JP -49 |  | 0 | JP -23 | IKATA-1 | PWR
| JP -2 | TOKAI-1 | GCR | 587 | 166 | 137 | JAPCO | GEC | 1961-3 | 1965-11 | 1966-7 | 1998-3 |  | JP -60 |  | 0 | JP -32 | IKATA-2 | PWR
| JP -3 | TSURUGA-1 | BWR | 1070 | 357 | 340 | JAPCO | GE | 1966-11 | 1969-11 | 1970-3 | 2015-4 |  | JP -58 |  | 0 | JP -1 | JPDR | BWR
KAZAKHSTAN | KZ -10 | AKTAU | FBR | 1000 | 90 | 52 | MAEC-KAZ | MAEC-KAZ | 1964-10 | 1973-7 | 1973-7 | 1999-4 |  | JP -33 |  | #N/A | JP -4 | MIHAMA-1 | PWR
KOREA,REP.OF | KR -1 | KORI-1 | PWR | 1729 | 607 | 576 | KHNP | WH | 1972-8 | 1977-6 | 1978-4 | 2017-6 |  | JP -39 |  | #N/A | JP -6 | MIHAMA-2 | PWR
| KR -3 | WOLSONG-1 | PHWR | 2061 | 683 | 661 | KHNP | AECL | 1977-10 | 1982-12 | 1983-4 | 2019-12 |  | JP -52 |  | #N/A | JP -31 | MONJU | FBR
LITHUANIA | LT -46 | IGNALINA-1 | LWGR | 4800 | 1300 | 1185 | INPP | MAEP | 1977-5 | 1983-12 | 1985-5 | 2004-12 |  | JP -53 |  | #N/A | JP -15 | OHI-1 | PWR
| LT -47 | IGNALINA-2 | LWGR | 4800 | 1300 | 1185 | INPP | MAEP | 1978-1 | 1987-8 | 1987-12 | 2009-12 |  | JP -40 |  | #N/A | JP -19 | OHI-2 | PWR
NETHERLANDS | NL -1 | DODEWAARD | BWR | 183 | 60 | 55 | BV GKN | RDM | 1965-5 | 1968-10 | 1969-3 | 1997-3 |  | JP -55 |  | #N/A | JP -22 | ONAGAWA-1 | BWR
PAKISTAN | PK -1 | KANUPP-1 | PHWR | 337 | 100 | 90 | PAEC | CGE | 1966-8 | 1971-10 | 1972-12 | 2021-8 |  | JP -56 |  | #N/A | JP -7 | SHIMANE-1 | BWR
RUSSIA | RU -1 | APS-1 OBNINSK | LWGR | 30 | 6 | 5 | MSM | MSM | 1951-1 | 1954-6 | 1954-12 | 2002-4 |  | JP -54 |  | #N/A | JP -2 | TOKAI-1 | GCR
| RU -3 | BELOYARSK-1 | LWGR | 286 | 108 | 102 | REA | MSM | 1958-6 | 1964-4 | 1964-4 | 1983-1 |  | JP -57 |  | #N/A | JP -3 | TSURUGA-1 | BWR
| RU -6 | BELOYARSK-2 | LWGR | 530 | 160 | 146 | REA | MSM | 1962-1 | 1967-12 | 1969-12 | 1990-1 |  | JP -48 |  | #N/A
| RU -141 | BILIBINO-1 | LWGR | 62 | 12 | 11 | REA | AEM | 1970-1 | 1974-1 | 1974-4 | 2019-1 |  | JP -59 |  | #N/A
| RU -17 | KURSK-1 | LWGR | 3200 | 1000 | 925 | REA | AEM | 1972-6 | 1976-12 | 1977-10 | 2021-12 |  | JP -41 |  | #N/A
| RU -15 | LENINGRAD-1 | LWGR | 3200 | 1000 | 925 | REA | AEM | 1970-3 | 1973-12 | 1974-11 | 2018-12 |  | JP -21 |  | #N/A
| RU -16 | LENINGRAD-2 | LWGR | 3200 | 1000 | 925 | REA | AEM | 1970-6 | 1975-7 | 1976-2 | 2020-11 |  | JP -43 |  | #N/A
| RU -4 | NOVOVORONEZH-1 | PWR | 760 | 210 | 197 | REA | MSM | 1957-7 | 1964-9 | 1964-12 | 1988-2 |  | JP -44 |  | #N/A
| RU -8 | NOVOVORONEZH-2 | PWR | 1320 | 365 | 336 | REA | MSM | 1964-6 | 1969-12 | 1970-4 | 1990-8 |  | JP -64 |  | #N/A
| RU -9 | NOVOVORONEZH-3 | PWR | 1375 | 417 | 385 | REA | AEM | 1967-7 | 1971-12 | 1972-6 | 2016-12 |  | JP -34 |  | #N/A
SLOVAKIA | SK -1 | BOHUNICE A1 | HWGCR | 560 | 143 | 93 | JAVYS | ŠKODA | 1958-8 | 1972-12 | 1972-12 | 1977-2 |  | JP -20 |  | #N/A
| SK -2 | BOHUNICE-1 | PWR | 1375 | 440 | 408 | JAVYS | AEE | 1972-4 | 1978-12 | 1980-4 | 2006-12 |  | JP -5 |  | #N/A
| SK -3 | BOHUNICE-2 | PWR | 1375 | 440 | 408 | JAVYS | AEE | 1972-4 | 1980-3 | 1981-1 | 2008-12 |  | JP -9 |  | #N/A
SPAIN | ES -1 | JOSE CABRERA-1 | PWR | 510 | 150 | 141 | UFG | WH | 1964-6 | 1968-7 | 1969-8 | 2006-4 |  | JP -10 |  | #N/A
| ES -2 | SANTA MARIA DE GARONA | BWR | 1381 | 466 | 446 | NUCLENOR | GE | 1966-9 | 1971-3 | 1971-5 | 2017-8 |  | JP -16 |  | #N/A
| ES -3 | VANDELLOS-1 | GCR | 1670 | 500 | 480 | HIFRENSA | CEA | 1968-6 | 1972-5 | 1972-8 | 1990-7 |  | JP -17 |  | #N/A
SWEDEN | SE -1 | AGESTA | PHWR | 80 | 12 | 10 | SVAFO | ABB ATOM | 1957-12 | 1964-5 | 1964-5 | 1974-6 |  | JP -18 |  | #N/A
| SE -6 | BARSEBACK-1 | BWR | 1800 | 615 | 600 | BKAB | ASEASTAL | 1971-2 | 1975-5 | 1975-7 | 1999-11 |  | JP -25 |  | #N/A
| SE -8 | BARSEBACK-2 | BWR | 1800 | 615 | 600 | BKAB | ABB ATOM | 1973-1 | 1977-3 | 1977-7 | 2005-5 |  | JP -26 |  | #N/A
| SE -2 | OSKARSHAMN-1 | BWR | 1375 | 492 | 473 | OKG | ABB ATOM | 1966-8 | 1971-8 | 1972-2 | 2017-6 |  | JP -35 |  | #N/A
| SE -3 | OSKARSHAMN-2 | BWR | 1800 | 661 | 638 | OKG | ABB ATOM | 1969-9 | 1974-10 | 1975-1 | 2016-12 |  | JP -38 |  | #N/A
| SE -4 | RINGHALS-1 | BWR | 2540 | 910 | 881 | RAB | ABB ATOM | 1969-2 | 1974-10 | 1976-1 | 2020-12 |  | JP -12 |  | #N/A
| SE -5 | RINGHALS-2 | PWR | 2652 | 963 | 852 | RAB | WH | 1970-10 | 1974-8 | 1975-5 | 2019-12 |  | JP -27 |  | #N/A
SWITZERLAND | CH -8 | LUCENS | HWGCR | 28 | 7 | 6 | EOS | NGA | 1962-4 | 1968-1 |  | 1969-1 |  | JP -11 |  | #N/A
| CH -2 | MUEHLEBERG | BWR | 1097 | 390 | 373 | BKW | GETSCO | 1967-3 | 1971-7 | 1972-11 | 2019-12 |  | JP -24 |  | #N/A
UK | GB -3A | BERKELEY-1 | GCR | 620 | 166 | 138 | ML | TNPG | 1957-1 | 1962-6 | 1962-6 | 1989-3 | GB -19A | JP -23 | 0 | #N/A
| GB -3B | BERKELEY-2 | GCR | 620 | 166 | 138 | ML | TNPG | 1957-1 | 1962-6 | 1962-10 | 1988-10 | GB -19B | JP -32 | 0 | #N/A
| GB -4A | BRADWELL-1 | GCR | 481 | 146 | 123 | ML | TNPG | 1957-1 | 1962-7 | 1962-7 | 2002-3 | GB -20A | JP -1 | 0 | #N/A
| GB -4B | BRADWELL-2 | GCR | 481 | 146 | 123 | ML | TNPG | 1957-1 | 1962-7 | 1962-11 | 2002-3 | GB -20B | JP -4 | 0 | #N/A
| GB -1A | CALDER HALL-1 | GCR | 268 | 60 | 49 | SL | UKAEA | 1953-8 | 1956-8 | 1956-10 | 2003-3 | GB -22A | JP -6 | 0 | #N/A
| GB -1B | CALDER HALL-2 | GCR | 268 | 60 | 49 | SL | UKAEA | 1953-8 | 1957-2 | 1957-2 | 2003-3 | GB -22B | JP -31 | 0 | #N/A
| GB -1C | CALDER HALL-3 | GCR | 268 | 60 | 49 | SL | UKAEA | 1955-8 | 1958-3 | 1958-5 | 2003-3 | GB -23A | JP -15 | 0 | #N/A
| GB -1D | CALDER HALL-4 | GCR | 268 | 60 | 49 | SL | UKAEA | 1955-8 | 1959-4 | 1959-4 | 2003-3 | GB -23B | JP -19 | 0 | #N/A
| GB -2A | CHAPELCROSS-1 | GCR | 260 | 60 | 48 | ML | UKAEA | 1955-10 | 1959-2 | 1959-3 | 2004-6 | GB -24 | JP -22 | 0 | #N/A
| GB -2B | CHAPELCROSS-2 | GCR | 260 | 60 | 48 | ML | UKAEA | 1955-10 | 1959-7 | 1959-8 | 2004-6 | GB -25A | JP -7 | 0 | #N/A
| GB -2C | CHAPELCROSS-3 | GCR | 260 | 60 | 48 | ML | UKAEA | 1955-10 | 1959-11 | 1959-12 | 2004-6 | GB -25B | JP -2 | 0 | #N/A
| GB -2D | CHAPELCROSS-4 | GCR | 260 | 60 | 48 | ML | UKAEA | 1955-10 | 1960-1 | 1960-3 | 2004-6 | GB -3A | JP -3 | 0 | #N/A
| GB -14 | DOUNREAY DFR | FBR | 60 | 15 | 11 | UKAEA | UKAEA | 1955-3 | 1962-10 | 1962-10 | 1977-3 | GB -3B |  | 0
| GB -15 | DOUNREAY PFR | FBR | 600 | 250 | 234 | UKAEA | TNPG | 1966-1 | 1975-1 | 1976-7 | 1994-3 | GB -4A |  | 0
| GB -9A | DUNGENESS A-1 | GCR | 840 | 230 | 225 | ML | TNPG | 1960-7 | 1965-9 | 1965-10 | 2006-12 | GB -4B |  | 0
| GB -9B | DUNGENESS A-2 | GCR | 840 | 230 | 225 | ML | TNPG | 1960-7 | 1965-11 | 1965-12 | 2006-12 | GB -1A |  | 0
| GB -18A | DUNGENESS B-1 | GCR | 1500 | 615 | 545 | EDF UK | APC | 1965-10 | 1983-4 | 1985-4 | 2021-6 | GB -1B |  | 0
| GB -18B | DUNGENESS B-2 | GCR | 1500 | 615 | 545 | EDF UK | APC | 1965-10 | 1985-12 | 1989-4 | 2021-6 | GB -1C |  | 0
| GB -7A | HINKLEY POINT A-1 | GCR | 900 | 267 | 235 | ML | EE/B&W/T | 1957-11 | 1965-2 | 1965-3 | 2000-5 | GB -1D |  | 0
| GB -7B | HINKLEY POINT A-2 | GCR | 900 | 267 | 235 | ML | EE/B&W/T | 1957-11 | 1965-3 | 1965-5 | 2000-5 | GB -2A |  | 0
| GB -16A | HINKLEY POINT B-1 | GCR | 1494 | 655 | 485 | EDF UK | TNPG | 1967-9 | 1976-10 | 1978-10 | 2022-8 | GB -2B |  | 0
| GB -16B | HINKLEY POINT B-2 | GCR | 1494 | 655 | 480 | EDF UK | TNPG | 1967-9 | 1976-2 | 1976-9 | 2022-7 | GB -2C |  | 0
| GB -6A | HUNTERSTON A-1 | GCR | 595 | 173 | 150 | ML | GEC | 1957-10 | 1964-2 | 1964-2 | 1990-3 | GB -2D |  | 0
| GB -6B | HUNTERSTON A-2 | GCR | 595 | 173 | 150 | ML | GEC | 1957-10 | 1964-6 | 1964-7 | 1989-12 | GB -14 |  | 0
| GB -17A | HUNTERSTON B-1 | GCR | 1496 | 644 | 490 | EDF UK | TNPG | 1967-11 | 1976-2 | 1976-2 | 2021-11 | GB -15 |  | 0
| GB -17B | HUNTERSTON B-2 | GCR | 1496 | 644 | 495 | EDF UK | TNPG | 1967-11 | 1977-3 | 1977-4 | 2022-1 | GB -9A |  | 0
| GB -11A | OLDBURY A-1 | GCR | 730 | 230 | 217 | ML | TNPG | 1962-5 | 1967-11 | 1967-12 | 2012-2 | GB -9B |  | 0
| GB -11B | OLDBURY A-2 | GCR | 660 | 230 | 217 | ML | TNPG | 1962-5 | 1968-4 | 1968-9 | 2011-6 | GB -18A |  | 0
| GB -10A | SIZEWELL A-1 | GCR | 1010 | 245 | 210 | ML | EE/B&W/T | 1961-4 | 1966-1 | 1966-3 | 2006-12 | GB -18B |  | 0
| GB -10B | SIZEWELL A-2 | GCR | 1010 | 245 | 210 | ML | EE/B&W/T | 1961-4 | 1966-4 | 1966-9 | 2006-12 | GB -7A |  | 0
| GB -8A | TRAWSFYNYDD-1 | GCR | 850 | 235 | 195 | ML | APC | 1959-7 | 1965-1 | 1965-3 | 1991-2 | GB -7B |  | 0
| GB -8B | TRAWSFYNYDD-2 | GCR | 850 | 235 | 195 | ML | APC | 1959-7 | 1965-2 | 1965-3 | 1991-2 | GB -16A |  | 0
| GB -5 | WINDSCALE AGR | GCR | 120 | 36 | 24 | UKAEA | UKAEA | 1958-11 | 1963-2 | 1963-3 | 1981-4 | GB -16B |  | 0
| GB -12 | WINFRITH SGHWR | SGHWR | 318 | 100 | 92 | UKAEA | ICL/FE | 1963-5 | 1967-12 | 1968-1 | 1990-9 | GB -6A |  | 0
| GB -13A | WYLFA-1 | GCR | 1650 | 530 | 490 | ML | EE/B&W/T | 1963-9 | 1971-1 | 1971-11 | 2015-12 | GB -6B |  | 0
| GB -13B | WYLFA-2 | GCR | 1920 | 540 | 490 | ML | EE/B&W/T | 1963-9 | 1971-7 | 1972-1 | 2012-4 | GB -17A |  | 0
UKRAINE | UA -25 | CHERNOBYL-1 | LWGR | 3200 | 800 | 740 | MTE | FAEA | 1970-3 | 1977-9 | 1978-5 | 1996-11 | GB -17B |  | #N/A
| UA -26 | CHERNOBYL-2 | LWGR | 3200 | 1000 | 925 | MTE | FAEA | 1973-2 | 1978-12 | 1979-5 | 1991-10 | GB -11A |  | #N/A
| UA -42 | CHERNOBYL-3 | LWGR | 3200 | 1000 | 925 | MTE | FAEA | 1976-3 | 1981-12 | 1982-6 | 2000-12 | GB -11B |  | #N/A
| UA -43 | CHERNOBYL-4 | LWGR | 3200 | 1000 | 925 | MTE | FAEA | 1979-4 | 1983-12 | 1984-3 | 1986-4 | GB -10A |  | #N/A
USA | US -155 | BIG ROCK POINT | BWR | 240 | 71 | 67 | CPC | GE | 1960-5 | 1962-12 | 1963-3 | 1997-8 | GB -10B |  | #N/A
| US -014 | BONUS | BWR | 50 | 18 | 17 | DOE/PRWR | GNEPRWRA | 1960-1 | 1964-8 | 1965-9 | 1968-6 | GB -8A |  | #N/A
| US -302 | CRYSTAL RIVER-3 | PWR | 2568 | 890 | 860 | PROGRESS | B&W | 1968-9 | 1977-1 | 1977-3 | 2013-2 | GB -8B |  | #N/A
| US -144 | CVTR | PHWR | 65 | 19 | 17 | CVPA | WH | 1960-1 | 1963-12 | 1963-12 | 1967-1 | GB -5 |  | #N/A
| US -10 | DRESDEN-1 | BWR | 700 | 207 | 197 | EXELON | GE | 1956-5 | 1960-4 | 1960-7 | 1978-10 | GB -12 |  | #N/A
| US -331 | DUANE ARNOLD-1 | BWR | 1912 | 624 | 601 | NEXTERA | GE | 1970-6 | 1974-5 | 1975-2 | 2020-10 | GB -13A |  | #N/A
| US -011 | ELK RIVER | BWR | 58 | 24 | 22 | RCPA | AC | 1959-1 | 1963-8 | 1964-7 | 1968-2 | GB -13B |  | #N/A
| US -16 | FERMI-1 | FBR | 200 | 65 | 61 | DTEDISON | UEC | 1956-8 | 1966-8 | 1966-8 | 1972-11
| US -285 | FORT CALHOUN-1 | PWR | 1500 | 512 | 482 | EXELON | CE | 1968-6 | 1973-8 | 1973-9 | 2016-10
| US -267 | FORT ST. VRAIN | HTGR | 842 | 342 | 330 | PSCC | GA | 1968-9 | 1976-12 | 1979-7 | 1989-8
| US -018 | GE VALLECITOS | BWR | 50 | 24 | 24 | GE | GE | 1956-1 | 1957-10 | 1957-10 | 1963-12
| US -213 | HADDAM NECK | PWR | 1825 | 603 | 560 | CYAPC | WH | 1964-5 | 1967-8 | 1968-1 | 1996-12
| US -077 | HALLAM | X | 256 | 84 | 75 | AEC/NPPD | GE | 1959-1 | 1963-9 | 1963-11 | 1964-9
| US -133 | HUMBOLDT BAY | BWR | 220 | 65 | 63 | PG&E | GE | 1960-11 | 1963-4 | 1963-8 | 1976-7
| US -013 | INDIAN POINT-1 | PWR | 615 | 277 | 257 | ENTERGY | B&W | 1956-5 | 1962-9 | 1962-10 | 1974-10
| US -247 | INDIAN POINT-2 | PWR | 3216 | 1067 | 998 | ENTERGY | WH | 1966-10 | 1973-6 | 1974-8 | 2020-4
| US -286 | INDIAN POINT-3 | PWR | 3216 | 1085 | 1030 | ENTERGY | WH | 1968-10 | 1976-4 | 1976-8 | 2021-4
| US -305 | KEWAUNEE | PWR | 1772 | 595 | 566 | DOMINION | WH | 1968-8 | 1974-4 | 1974-6 | 2013-5
| US -409 | LACROSSE | BWR | 165 | 55 | 48 | DPC | AC | 1963-3 | 1968-4 | 1969-11 | 1987-4
| US -309 | MAINE YANKEE | PWR | 2630 | 900 | 860 | MYAPC | CE | 1968-10 | 1972-11 | 1972-12 | 1997-8
| US -245 | MILLSTONE-1 | BWR | 2011 | 684 | 641 | DOMINION | GE | 1966-5 | 1970-11 | 1971-3 | 1998-7
| US -219 | OYSTER CREEK | BWR | 1930 | 652 | 619 | EXELON | GE | 1964-12 | 1969-9 | 1969-12 | 2018-9
| US -255 | PALISADES | PWR | 2565 | 850 | 805 | ENTERGY | CE | 1967-3 | 1971-12 |  | 2022-5
| US -130 | PATHFINDER | BWR | 220 | 63 | 59 | NMC | AC | 1959-1 | 1966-7 | 1966-8 | 1967-10
| US -171 | PEACH BOTTOM-1 | HTGR | 115 | 42 | 40 | EXELON | GA | 1962-2 | 1967-1 | 1967-6 | 1974-11
| US -293 | PILGRIM-1 | BWR | 2028 | 711 | 677 | ENTERGY | GE | 1968-8 | 1972-7 | 1972-12 | 2019-5
| US -012 | PIQUA | X | 46 | 12 | 12 | CofPiqua | GE | 1960-1 | 1963-7 | 1963-11 | 1966-1
| US -312 | RANCHO SECO-1 | PWR | 2772 | 917 | 873 | SMUD | B&W | 1969-4 | 1974-10 | 1975-4 | 1989-6
| US -206 | SAN ONOFRE-1 | PWR | 1347 | 456 | 436 | SCE | WH | 1964-5 | 1967-7 | 1968-1 | 1992-11
| US -361 | SAN ONOFRE-2 | PWR | 3438 | 1127 | 1070 | SCE | CE | 1974-3 | 1982-9 | 1983-8 | 2013-6
| US -362 | SAN ONOFRE-3 | PWR | 3438 | 1127 | 1080 | SCE | CE | 1974-3 | 1983-9 | 1984-4 | 2013-6
| US -146 | SAXTON | PWR | 24 | 3 | 3 | SNEC | GE | 1960-1 | 1967-3 |  | 1972-5
| US -001 | SHIPPINGPORT | PWR | 236 | 68 | 60 | DOE DUQU | WH | 1954-1 | 1957-12 | 1958-5 | 1982-10
| US -322 | SHOREHAM | BWR | 2436 | 849 | 820 | LIPA | GE | 1972-11 | 1986-8 |  | 1989-6
| US -289 | THREE MILE ISLAND-1 | PWR | 2568 | 880 | 819 | EXELON | B&W | 1968-5 | 1974-6 | 1974-9 | 2019-9
| US -320 | THREE MILE ISLAND-2 | PWR | 2772 | 959 | 880 | GPU | B&W | 1969-11 | 1978-4 | 1978-12 | 1979-3
| US -344 | TROJAN | PWR | 3411 | 1155 | 1095 | PORTGE | WH | 1970-2 | 1975-12 | 1976-5 | 1992-11
| US -271 | VERMONT YANKEE | BWR | 1912 | 635 | 605 | ENTERGY | GE | 1967-12 | 1972-9 | 1972-11 | 2014-12
| US -29 | YANKEE NPS | PWR | 600 | 180 | 167 | YAEC | WH | 1957-11 | 1960-11 | 1961-7 | 1991-10
| US -295 | ZION-1 | PWR | 3250 | 1085 | 1040 | EXELON | WH | 1968-12 | 1973-6 | 1973-12 | 1998-2
| US -304 | ZION-2 | PWR | 3250 | 1085 | 1040 | EXELON | WH | 1968-12 | 1973-12 | 1974-9 | 1998-2
Note: Status as of 31 December 2023, 209 reactors (105095 MW(e)) have been permanently shut down, including 4 units (3178MW(e)) in Taiwan, China.
TAIWAN,CHINA | TW -1 | CHINSHAN-1 | BWR | 1840 | 636 | 604 | TPC | GE | 1972-6 | 1977-11 | 1978-12 | 2018-12
| TW -2 | CHINSHAN-2 | BWR | 1840 | 636 | 604 | TPC | GE | 1973-12 | 1978-12 | 1979-7 | 2019-7
| TW -3 | KUOSHENG-1 | BWR | 2894 | 985 | 985 | TPC | GE | 1975-11 | 1981-5 | 1981-12 | 2021-12
| TW -4 | KUOSHENG-2 | BWR | 2894 | 985 | 985 | TPC | GE | 1976-3 | 1982-6 | 1983-3 | 2023-3
US -5026
US -155
US -014
US -302
US -144
US -10
US -331
US -011
US -16
US -285
US -267
US -018
US -213
US -077
US -133
US -013
US -247
US -286
US -305
US -409
US -309
US -245
US -219
US -255
US -130
US -171
US -293
US -012
US -312
US -206
US -361
US -362
US -146
US -001
US -322
US -289
US -320
US -344
US -271
US -29
US -295
US -304